## Plant
2015 Form EIA-860 Data - Schedule 2, 'Plant Data'
Utility ID | Utility Name | Plant Code | Plant Name | Street Address | City | State | Zip | County | Latitude | Longitude | NERC Region | Balancing Authority Code | Balancing Authority Name | Name of Water Source | Primary Purpose (NAICS Code) | Regulatory Status | Sector | Sector Name | Net Metering (for facilities with solar or wind generation) | FERC Cogeneration Status | FERC Cogeneration Docket Number | FERC Small Power Producer Status | FERC Small Power Producer Docket Number | FERC Exempt Wholesale Generator Status | FERC Exempt Wholesale Generator Docket Number | Ash Impoundment? | Ash Impoundment Lined? | Ash Impoundment Status | Transmission or Distribution System Owner | Transmission or Distribution System Owner ID | Transmission or Distribution System Owner State | Grid Voltage (kV) | Grid Voltage 2 (kV) | Grid Voltage 3 (kV) | Natural Gas Pipeline Name
195 | Alabama Power Co | 2 | Bankhead Dam | 19001 Lock 17 Road | Northport | AL | 35476 | Tuscaloosa | 33.4587 | -87.3568 | SERC | SOCO | Southern Company Services, Inc. - Trans | Black Warrior River | 22 | RE | 1 | Electric Utility |  | N |  | N |  | N |  | N | X |  | Alabama Power Co | 195 | AL | 115
195 | Alabama Power Co | 3 | Barry | North Highway 43 | Bucks | AL | 36512 | Mobile | 31.0069 | -88.0103 | SERC | SOCO | Southern Company Services, Inc. - Trans | Mobile River | 22 | RE | 1 | Electric Utility |  | N |  | N |  | N |  | Y | N | OP | Alabama Power Co | 195 | AL | 230 |  |  | Bay Gas
195 | Alabama Power Co | 4 | Walter Bouldin Dam | 750 Bouldin Dam Road | Wetumpka | AL | 36092 | Elmore | 32.5839 | -86.2831 | SERC | SOCO | Southern Company Services, Inc. - Trans | Coosa River | 22 | RE | 1 | Electric Utility |  | N |  | N |  | N |  | N | X |  | Alabama Power Co | 195 | AL | 115
195 | Alabama Power Co | 7 | Gadsden | 1000 Goodyear Ave | Gadsden | AL | 35903 | Etowah | 34.0128 | -85.9708 | SERC | SOCO | Southern Company Services, Inc. - Trans | Coosa River | 22 | RE | 1 | Electric Utility |  | N |  | N |  | N |  | Y | N | OP | Alabama Power Co | 195 | AL | 115 |  |  | Southern Natural Gas
195 | Alabama Power Co | 8 | Gorgas | 460 Gorgas Road | Parrish | AL | 35580 | Walker | 33.6443 | -87.1965 | SERC | SOCO | Southern Company Services, Inc. - Trans | Warrior River | 22 | RE | 1 | Electric Utility |  | N |  | N |  | N |  | Y | N | OP | Alabama Power Co | 195 | AL | 230
5701 | El Paso Electric Co | 9 | Copper | 651 Hawkins Blvd. | El Paso | TX | 79915 | El Paso | 31.7569 | -106.375 | WECC | EPE | El Paso Electric Company | Municipality | 22 | RE | 1 | Electric Utility |  | N |  | N |  | N |  |  | X |  | El Paso Electric Co | 5701 | TX | 69 |  |  | ONEOK Westex (intra)
195 | Alabama Power Co | 10 | Greene County | Highway 43 | Demopolis | AL | 36732 | Greene | 32.6017 | -87.7811 | SERC | SOCO | Southern Company Services, Inc. - Trans | Black Warrior River | 22 | RE | 1 | Electric Utility |  | N |  | N |  | N |  | Y | N | OP | Alabama Power Co | 195 | AL | 230 |  |  | Southern Natural Gas
195 | Alabama Power Co | 11 | H Neely Henry Dam | 1021 Ala Highway 144 | Ohatchee | AL | 36271 | Calhoun | 33.7845 | -86.0524 | SERC | SOCO | Southern Company Services, Inc. - Trans | Coosa River | 22 | RE | 1 | Electric Utility |  | N |  | N |  | N |  | N | X |  | Alabama Power Co | 195 | AL | 115
195 | Alabama Power Co | 12 | Holt Dam | 12117 Power Plant Road | Tuscaloosa | AL | 35476 | Tuscaloosa | 33.2553 | -87.4495 | SERC | SOCO | Southern Company Services, Inc. - Trans | Black Warrior River | 22 | RE | 1 | Electric Utility |  | N |  | N |  | N |  | N | X |  | Alabama Power Co | 195 | AL | 115
195 | Alabama Power Co | 13 | Jordan Dam | 6150Jordan Dam Lane | Wetumpka | AL | 36092 | Elmore | 32.6189 | -86.2548 | SERC | SOCO | Southern Company Services, Inc. - Trans | Coosa River | 22 | RE | 1 | Electric Utility |  | N |  | N |  | N |  | N | X |  | Alabama Power Co | 195 | AL | 115
195 | Alabama Power Co | 14 | Logan Martin Dam | 299 Logan Martin Road | Vincent | AL | 35178 | Talladega | 33.4259 | -86.3375 | SERC | SOCO | Southern Company Services, Inc. - Trans | Coosa River | 22 | RE | 1 | Electric Utility |  | N |  | N |  | N |  | N | X |  | Alabama Power Co | 195 | AL | 115
195 | Alabama Power Co | 15 | Lay Dam | 626 County Road 794 | Clanton | AL | 35045 | Chilton | 32.9633 | -86.5187 | SERC | SOCO | Southern Company Services, Inc. - Trans | Coosa River | 22 | RE | 1 | Electric Utility |  | N |  | N |  | N |  | N | X |  | Alabama Power Co | 195 | AL | 115
195 | Alabama Power Co | 16 | Martin Dam | 675 Overlook Drive | Dadeville | AL | 36078 | Elmore | 32.6804 | -85.9114 | SERC | SOCO | Southern Company Services, Inc. - Trans | Tallapoosa River | 22 | RE | 1 | Electric Utility |  | N |  | N |  | N |  | N | X |  | Alabama Power Co | 195 | AL | 115
195 | Alabama Power Co | 17 | Mitchell Dam | 2235 County Road 93 | Verbena | AL | 36091 | Coosa | 32.806 | -86.4449 | SERC | SOCO | Southern Company Services, Inc. - Trans | Coosa River | 22 | RE | 1 | Electric Utility |  | N |  | N |  | N |  | N | X |  | Alabama Power Co | 195 | AL | 115
195 | Alabama Power Co | 18 | Lewis Smith Dam | 640 Powerhouse Road | Jasper | AL | 35501 | Walker | 33.9406 | -87.1077 | SERC | SOCO | Southern Company Services, Inc. - Trans | Sipsey Fork Black Warrior Rive | 22 | RE | 1 | Electric Utility |  | N |  | N |  | N |  | N | X |  | Alabama Power Co | 195 | AL | 161
195 | Alabama Power Co | 19 | Thurlow Dam | 249 Outer Drive | Tallassee | AL | 36078 | Elmore | 32.5354 | -85.8876 | SERC | SOCO | Southern Company Services, Inc. - Trans | Tallapoosa River | 22 | RE | 1 | Electric Utility |  | N |  | N |  | N |  | N | X |  | Alabama Power Co | 195 | AL | 115
195 | Alabama Power Co | 20 | Weiss Dam | 2500 County Road 20 | Leesburg | AL | 35983 | Cherokee | 34.1721 | -85.7538 | SERC | SOCO | Southern Company Services, Inc. - Trans | Coosa River | 22 | RE | 1 | Electric Utility |  | N |  | N |  | N |  | N | X |  | Alabama Power Co | 195 | AL | 115
195 | Alabama Power Co | 21 | Yates Dam | County Road 44 | Tallassee | AL | 36078 | Elmore | 32.5743 | -85.8901 | SERC | SOCO | Southern Company Services, Inc. - Trans | Tallapoosa River | 22 | RE | 1 | Electric Utility |  | N |  | N |  | N |  | N | X |  | Alabama Power Co | 195 | AL | 115
195 | Alabama Power Co | 26 | E C Gaston | 31972 Highway 25 North | Wilsonville | AL | 35186 | Shelby | 33.2442 | -86.4581 | SERC | SOCO | Southern Company Services, Inc. - Trans | Coosa River | 22 | RE | 1 | Electric Utility |  | N |  | N |  | N |  | Y | N | OP | Alabama Power Co | 195 | AL | 230 |  |  | TRANSCO
29305 | City of Madelia - (MN) | 30 | Madelia | 24 Abbot Ave. S.W. | City of Madelia | MN | 56062 | WATONWAN | 44.0501 | -94.4178 | MRO | MISO | Midcontinent Independent Transmission System Operator, Inc.. |  | 22 | RE | 1 | Electric Utility |  | N |  | N |  | N |  | N | X |  | City of Madelia - (MN) | 29305 | MN | 69 |  |  | CenterPoint Energy
13402 | Nevada Irrigation District | 34 | Rollins | 15531 Arrow Head Lane | Colfax | CA | 95713 | PLACER | 39.1343 | -120.9533 | WECC | CISO | California Independent System Operator | Bear River | 22 | NR | 2 | IPP Non-CHP |  | N |  | N |  | N |  | N | X |  | Pacific Gas & Electric Co | 14328 | CA | 60
27813 | USCE-Mobile District | 38 | Millers Ferry | 1606 Powerhouse Road | Camden | AL | 36726 | Wilcox | 32.1009 | -87.3998 | SERC | SOCO | Southern Company Services, Inc. - Trans | Alabama River | 22 | RE | 1 | Electric Utility |  | N |  | N |  | N |  | N | X |  | Alabama Power Co | 195 | AL | 115
18642 | Tennessee Valley Authority | 46 | Browns Ferry | Shaw Rd. PO Box 2000 | Decatur | AL | 35609 | Limestone | 34.7042 | -87.1189 | SERC | TVA | Tennessee Valley Authority | Tennessee River | 22 | RE | 1 | Electric Utility |  | N |  | N |  | N |  |  | X |  | Tennessee Valley Authority | 18642 | AL | 500
18642 | Tennessee Valley Authority | 47 | Colbert | 900 Steam Plant Rd. | Tuscumbia | AL | 35674 | Colbert | 34.7439 | -87.8486 | SERC | TVA | Tennessee Valley Authority | Tennessee River | 22 | RE | 1 | Electric Utility |  | N |  | N |  | N |  | Y | N | OP | Tennessee Valley Authority | 18642 | AL | 161 |  |  | American Midstream (AlaTenn) LLC
18642 | Tennessee Valley Authority | 48 | Guntersville | 3464 Snow Point Rd. PO Box 399 | Guntersville | AL | 35976 | Marshall | 34.4213 | -86.3939 | SERC | TVA | Tennessee Valley Authority | Tennessee River | 22 | RE | 1 | Electric Utility |  | N |  | N |  | N |  |  | X |  | Tennessee Valley Authority | 18642 | AL | 161
18642 | Tennessee Valley Authority | 49 | Wheeler Dam | 24455 Alabama Hwy 101 | Town Creek | AL | 35672 | Lawrence | 34.8069 | -87.3819 | SERC | TVA | Tennessee Valley Authority | Tennessee River | 22 | RE | 1 | Electric Utility |  | N |  | N |  | N |  |  | X |  | Tennessee Valley Authority | 18642 | AL | 161
18642 | Tennessee Valley Authority | 50 | Widows Creek | Steamplant Rd.Off Hwy 72 | Stevenson | AL | 35772 | Jackson | 34.883 | -85.7553 | SERC | TVA | Tennessee Valley Authority | Tennessee River | 22 | RE | 1 | Electric Utility |  | N |  | N |  | N |  | Y | N | OP | Tennessee Valley Authority | 18642 | AL | 161
3265 | Cleco Power LLC | 51 | Dolet Hills | 963 Power Plant Rd | Mansfield | LA | 71052 | DeSoto | 32.0306 | -93.5692 | SPP | MISO | Midcontinent Independent Transmission System Operator, Inc.. | Toledo Bend Lake | 22 | RE | 1 | Electric Utility |  | N |  | N |  | N |  | Y | Y | OP | Cleco Power LLC | 3265 | LA | 345 |  |  | Enlink Gas Marketing Company Enlink Midstream Company
189 | PowerSouth Energy Cooperative | 53 | Gantt | 28605 Powerhouse Road | Andalusia | AL | 36421 | Covington | 31.4033 | -86.4795 | SERC | AEC | PowerSouth Energy Cooperative | Conecuh River | 22 | RE | 1 | Electric Utility |  | N |  | N |  | N |  | N | X |  | PowerSouth Energy Cooperative | 189 |  | 230
5580 | East Kentucky Power Coop, Inc | 54 | J K Smith | 12145 Irvine Road | Winchester | KY | 40391 | Clark | 37.8833 | -84.1017 | SERC | PJM | PJM Interconnection, LLC | Kentucky River | 22 | RE | 1 | Electric Utility |  | N |  | N |  | N |  | N | X |  | East Kentucky Power Coop, Inc | 5580 |  | 138 | 345 |  | #1 Tennessee Gas Pipeline #2 Texas Eastern Pipweline
189 | PowerSouth Energy Cooperative | 55 | Point A | 25482 Firetower Lane | Andalusia | AL | 36421 | Covington | 31.3611 | -86.5183 | SERC | AEC | PowerSouth Energy Cooperative | Conecuh River | 22 | RE | 1 | Electric Utility |  | N |  | N |  | N |  | N | X |  | PowerSouth Energy Cooperative | 189 |  | 230
189 | PowerSouth Energy Cooperative | 56 | Charles R Lowman | Carson Road | Leroy | AL | 36548 | Washington | 31.488 | -87.9107 | SERC | AEC | PowerSouth Energy Cooperative | Tombigbee River | 22 | RE | 1 | Electric Utility |  | N |  | N |  | N |  | Y | N | OP | PowerSouth Energy Cooperative | 189 |  | 230 | 115
40606 | City of Grand Island - (NE) | 59 | Platte | 1035 W Wildwood Drive | Grand Island | NE | 68801 | HALL | 40.8548 | -98.3482 | MRO | SWPP | Southwest Power Pool | Wells | 22 | RE | 1 | Electric Utility |  | N |  | N |  | N |  | N | X |  | City of Grand Island - (NE) | 40606 | NE | 115
8245 | City of Hastings - (NE) | 60 | Whelan Energy Center | 4520 East South St. | Hastings | NE | 68902 | Adams | 40.5809 | -98.3124 | MRO | SWPP | Southwest Power Pool | Wells | 22 | RE | 1 | Electric Utility |  | N |  | N |  | N |  | Y | N | OP | Nebraska Public Power District | 13337 | NE | 115
213 | Alaska Electric Light&Power Co | 62 | Annex Creek | Annex Creek | Juneau | AK | 99801 | Juneau | 58.3176 | -134.101 | ASCC |  |  | Annex Creek Lake | 22 | RE | 1 | Electric Utility |  | N |  | N |  | N |  |  | X |  | Alaska Electric Light&Power Co | 213 | AK | 23
213 | Alaska Electric Light&Power Co | 63 | Gold Creek | 700 Capital Ave. | Juneau | AK | 99801 | Juneau | 58.3107 | -134.4174 | ASCC |  |  | Gold Creek | 22 | RE | 1 | Electric Utility |  | N |  | N |  | N |  | N | X |  | Alaska Electric Light&Power Co | 213 | AK | 12
213 | Alaska Electric Light&Power Co | 64 | Lemon Creek | 5601 Tonsgard Ct. | Juneau | AK | 99801 | Juneau | 58.3536 | -134.4953 | ASCC |  |  |  | 22 | RE | 1 | Electric Utility |  | N |  | N |  | N |  |  | X |  | Alaska Electric Light&Power Co | 213 | AK | 69
213 | Alaska Electric Light&Power Co | 65 | Salmon Creek 1 | 2750 Channel Vista Dr. | Juneau | AK | 99801 | Juneau | 58.3269 | -134.4631 | ASCC |  |  | Salmon Creek Reservoir | 22 | RE | 1 | Electric Utility |  | N |  | N |  | N |  |  | X |  | Alaska Electric Light&Power Co | 213 | AK | 69
219 | Alaska Power and Telephone Co | 66 | Skagway | 110 Spring St | Skagway | AK | 99840 | Skagway Hoonah Angoon | 59.4545 | -135.3131 |  |  |  | Dewey Lake | 22 | RE | 1 | Electric Utility |  | N |  | N |  | N |  | N | X |  | Alaska Power and Telephone Co | 219 | AK | 2.4
219 | Alaska Power and Telephone Co | 69 | Haines | 241 Dalton St. | Haines | AK | 99927 | Haines | 59.2359 | -135.4462 | ASCC |  |  |  | 22 | RE | 1 | Electric Utility |  | N |  | N |  | N |  | N | X |  | Alaska Power and Telephone Co | 219 | AK | 12.47
10210 | Ketchikan Public Utilities | 70 | Swan Lake | (no street; very remote) | Ketchikan | AK | 99901 | Ketchikan Gateway | 55.6139 | -131.3542 | ASCC |  |  | Swan Lake | 22 | RE | 1 | Electric Utility |  | N |  | N |  | N |  |  | X |  | Ketchikan Public Utilities | 10210 | AK | 115
10433 | Kodiak Electric Assn Inc | 71 | Terror Lake | 20 miles southwest of Kodiak | Kodiak | AK | 99615 | Kodiak Island | 57.6861 | -152.895 | ASCC |  |  | Terror Lake | 22 | RE | 1 | Electric Utility |  | N |  | N |  | N |  | N | X |  | Kodiak Electric Assn Inc | 10433 | AK | 138
12397 | Metropolitan Water District of S CA | 72 | Venice Hydro | 3815 Sepulveda Blvd | Culver City | CA | 90230 | Los Angeles | 34.0114 | -118.4168 | WECC | CISO | California Independent System Operator | River | 22 | RE | 1 | Electric Utility |  | N |  | N |  | N |  | N | X |  | Southern California Edison Co | 17609 | CA | 66
599 | Anchorage Municipal Light and Power | 75 | Anchorage 1 | 821 E. 1st Ave | Anchorage | AK | 99501 | Anchorage | 61.2221 | -149.8661 | ASCC |  |  |  | 22 | RE | 1 | Electric Utility |  | N |  | N |  | N |  | N | X |  | Anchorage Municipal Light and Power | 599 | AK | 115 |  |  | Enstar Natural Gas
599 | Anchorage Municipal Light and Power | 77 | Eklutna Hydro Project | Mile 4 Old Glenn Hwy. | Palmer | AK | 99645 | Matanuska Susitna | 61.4752 | -149.1501 | ASCC |  |  | Eklutna Lake | 22 | RE | 1 | Electric Utility |  | N |  | N |  | N |  | N | X |  | Chugach Electric Assn Inc | 3522 | AK | 115
213 | Alaska Electric Light&Power Co | 78 | Snettisham | Port Snettisham | Juneau | AK | 99801 | Juneau | 58.1415 | -133.737 | ASCC |  |  | Long Lake And Crater Lake | 22 | RE | 1 | Electric Utility |  | N |  | N |  | N |  |  | X |  | Alaska Electric Light&Power Co | 213 | AK | 138
986 | Aurora Energy LLC | 79 | Aurora Energy LLC Chena | 1206 First Ave. | Fairbanks | AK | 99701 | Fairbanks North Star | 64.8477 | -147.7351 | ASCC |  |  | Chena River | 22 | NR | 3 | IPP CHP |  | N |  | N |  | N |  | N | X |  | Golden Valley Elec Assn Inc | 7353 | AK | 12.5
10210 | Ketchikan Public Utilities | 84 | Ketchikan | 1037 Fair St. | Ketchikan | AK | 99901 | Ketchikan Gateway | 55.3446 | -131.6334 | ASCC |  |  | Ketchikan Lakes | 22 | RE | 1 | Electric Utility |  | N |  | N |  | N |  |  | X |  | Ketchikan Public Utilities | 10210 | AK | 34.5
10210 | Ketchikan Public Utilities | 85 | S W Bailey | 3935 Tongass Ave. | Ketchikan | AK | 99901 | Ketchikan Gateway | 55.3574 | -131.697 | ASCC |  |  | Municipality | 22 | RE | 1 | Electric Utility |  | N |  | N |  | N |  |  | X |  | Ketchikan Public Utilities | 10210 | AK | 34.5
30151 | Tri-State G & T Assn, Inc | 87 | Escalante | County Road 19 | Prewitt | NM | 87045 | McKinley | 35.4159 | -108.082 | WECC | WACM | Western Area Power Administration - Rocky Mountain Region | Wells | 22 | RE | 1 | Electric Utility |  | N |  | N |  | N |  | N | X |  | Tri-State G & T Assn, Inc | 30151 |  | 230 |  |  | New Mexico Gas Company
15296 | New York Power Authority | 88 | Ashokan | Route 28A | Kingston | NY | 12401 | Ulster | 41.949 | -74.2063 | NPCC | NYIS | New York Independent System Operator | Ashokan Reservoir | 22 | RE | 1 | Electric Utility |  | N |  | N |  | N |  | N | X |  | Central Hudson Gas & Elec Corp | 3249 | NY | 13.8
13642 | Nome Joint Utility Systems | 90 | Snake River | 1226 Port Road | Nome | AK | 99762 | Nome | 64.5053 | -165.4298 | ASCC |  |  | Municipality | 22 | RE | 1 | Electric Utility |  | N |  | N |  | N |  | N | X |  | Nome Joint Utility Systems | 13642 | AK | 4
14856 | Petersburg Borough - (AK) | 91 | Petersburg | 11 S. Nordic Drive | Petersburg | AK | 99833 | Wrangell Petersburg | 56.811 | -132.9571 | ASCC |  |  | Crystal Lake | 22 | RE | 1 | Electric Utility |  | N |  | N |  | N |  | N | X |  | Petersburg Borough - (AK) | 14856 | AK | 24.9
16955 | City of Seward - (AK) | 92 | Seward (AK) | 605 SeaLion Avenue | Seward | AK | 99664 | Kenai Peninsula | 60.1309 | -149.435 | ASCC |  |  | Municipality | 22 | RE | 1 | Electric Utility |  | N |  | N |  | N |  | N | X |  | City of Seward - (AK) | 16955 | AK | 150
17271 | City & Borough of Sitka - (AK) | 93 | Riley#03a | SMC | Sitka | AK | 99835 | Sitka | 57.0516 | -135.2297 | ASCC |  |  | Blue Lake | 22 | RE | 1 | Electric Utility |  | N |  | N |  | N |  | N | X |  | City & Borough of Sitka - (AK) | 17271 | AK | 69
21015 | City of Wrangell - (AK) | 95 | Wrangell | 1043 Case Ave | Wrangell | AK | 99929 | Wrangell Petersburg | 56.461 | -132.3794 | ASCC |  |  |  | 22 | RE | 1 | Electric Utility |  | N |  | N |  | N |  | N | X |  | City of Wrangell - (AK) | 21015 | AK | 12.47
3522 | Chugach Electric Assn Inc | 96 | Beluga | Beluga Power Plant | Beluga | AK | 99682 | Kenai Peninsula | 61.1861 | -151.0356 | ASCC |  | Chugach Electric Assn Inc | Well | 22 | RE | 1 | Electric Utility |  | N |  | N |  | N |  | N | X |  | Chugach Electric Assn Inc | 3522 | AK | 138 |  |  | Alaska Pipeline Company
15500 | Puget Sound Energy Inc | 99 | Frederickson | 4714 192nd St East | Tacoma | WA | 98446 | Pierce | 47.0797 | -122.365 | WECC | PSEI | Puget Sound Energy | City of Tacoma | 22 | RE | 1 | Electric Utility |  | N |  | N |  | N |  | N | X |  | Puget Sound Energy Inc | 15500 | WA | 115 |  |  | Williams Northwest Pipeline LLC
16572 | Salt River Project | 100 | South Consolidated | P.O. Box 52025 MS PAB221 | Phoenix | AZ | 85072 | Maricopa | 33.4665 | -111.7811 | WECC | SRP | Salt River Project | South Consolidated Canal | 22 | RE | 1 | Electric Utility |  | N |  | N |  | N |  | N | X |  | Salt River Project | 16572 | AZ | 4.16
17609 | Southern California Edison Co | 104 | J S Eastwood | Hwy 168 Sierra National Forest | Shaver Lake | CA | 93664 | Fresno | 37.1479 | -119.2567 | WECC | CISO | California Independent System Operator | San Joaquin River | 22 | RE | 1 | Electric Utility |  | N |  | N |  | N |  |  | X |  | Southern California Edison Co | 17609 | CA | 220
18315 | Sunflower Electric Power Corp | 108 | Holcomb | 2440 Holcomb Lane | Holcomb | KS | 67851 | Finney | 37.9308 | -100.9725 | SPP | SWPP | Southwest Power Pool | Wells | 22 | RE | 1 | Electric Utility |  | N |  | N |  | N |  | N | X |  | Sunflower Electric Power Corp | 18315 |  | 115 |  |  | Northern Natural Gas pipeline
13870 | Nushagak Electric Coop, Inc | 109 | Dillingham | 557 Kenny Wren Rd. | Dillingham | AK | 99576 | Dillingham | 59.6708 | -157.89 | ASCC |  |  |  | 22 | RE | 1 | Electric Utility |  | N |  | N |  | N |  | N | X |  | Nushagak Electric Coop, Inc | 13870 | AK | 12
803 | Arizona Public Service Co | 112 | Childs | Fossil Creek Road | Camp Verde | AZ | 85544 | Yavapai | 34.3511 | -111.7006 | WECC |  |  | Fossil Creek/Natural Spring | 22 | RE | 1 | Electric Utility |  | N |  | N |  | N |  |  | X
803 | Arizona Public Service Co | 113 | Cholla | 4801 Cholla Lake Road | Joseph City | AZ | 86032 | Navajo | 34.9394 | -110.3033 | WECC | AZPS | Arizona Public Service Company | Lake Wells | 22 | RE | 1 | Electric Utility |  | N |  | N |  | N |  | Y | N | OP | Arizona Public Service Co | 803 | AZ | 500 |  |  | El Paso gas pipeline
803 | Arizona Public Service Co | 114 | Douglas | Sulpher Spring Rd/Lawrence Ave | Douglas | AZ | 85607 | Cochise | 31.3641 | -109.5538 | WECC | AZPS | Arizona Public Service Company | Municipality | 22 | RE | 1 | Electric Utility |  | N |  | N |  | N |  | N | X |  | Arizona Public Service Co | 803 | AZ | 69
803 | Arizona Public Service Co | 115 | Irving | Fossil Creek Road | Camp Verde | AZ | 86322 | Yavapai | 34.4022 | -111.6172 | WECC |  |  | Fossil Creek/Natural Spring | 22 | RE | 1 | Electric Utility |  | N |  | N |  | N |  |  | X
803 | Arizona Public Service Co | 116 | Ocotillo | 1500 East University | Tempe | AZ | 85281 | Maricopa | 33.4225 | -111.9122 | WECC | AZPS | Arizona Public Service Company | Wells | 22 | RE | 1 | Electric Utility |  | N |  | N |  | N |  | N | X |  | Arizona Public Service Co | 803 | AZ | 69 |  |  | EL PASO
803 | Arizona Public Service Co | 117 | West Phoenix | 4606 West Hadley | Phoenix | AZ | 85043 | Maricopa | 33.4417 | -112.1583 | WECC | AZPS | Arizona Public Service Company | Wells | 22 | RE | 1 | Electric Utility |  | N |  | N |  | N |  | N | X |  | Arizona Public Service Co | 803 | AZ | 230 |  |  | EL PASO
803 | Arizona Public Service Co | 118 | Saguaro | Mail Post 228 | Red Rock | AZ | 85245 | Pinal | 32.5517 | -111.3 | WECC | AZPS | Arizona Public Service Company | Wells | 22 | RE | 1 | Electric Utility |  | N |  | N |  | N |  | N | X |  | Arizona Public Service Co | 803 | AZ | 115 |  |  | El Paso Transwestern
803 | Arizona Public Service Co | 120 | Yucca | 7522 South Somerton Ave. | Yuma | AZ | 85364 | Yuma | 32.7214 | -114.7106 | WECC | AZPS | Arizona Public Service Company | Wells | 22 | RE | 1 | Electric Utility |  | N |  | N |  | N |  | N | X |  | Arizona Public Service Co | 803 | AZ | 69 |  |  | El PASO BAJA
24211 | Tucson Electric Power Co | 124 | Demoss Petrie | 2501 N Flowing Wells Road | Tucson | AZ | 85705 | Pima | 32.2523 | -110.9921 | WECC | TEPC | Tucson Electric Power Company | Wells | 22 | RE | 1 | Electric Utility |  | N |  | N |  | N |  | N | X |  | Tucson Electric Power Co | 24211 | AZ | 138 |  |  | Southwest Gas
24211 | Tucson Electric Power Co | 126 | H Wilson Sundt Generating Station | 3950 E Irvington Road | Tucson | AZ | 85714 | Pima | 32.16 | -110.9047 | WECC | TEPC | Tucson Electric Power Company | Wells | 22 | RE | 1 | Electric Utility | X | N |  | N |  | N |  | N | X |  | Tucson Electric Power Co | 24211 | AZ | 138 |  |  | El Paso
15474 | Public Service Co of Oklahoma | 127 | Oklaunion | 12567 FM Rd 3430 | Oklaunion | TX | 76373 | Wilbarger | 34.0825 | -99.1753 | TRE | SWPP | Southwest Power Pool | Municipality | 22 | RE | 1 | Electric Utility |  | N |  | N |  | N |  | Y | Y | OP | Public Service Co of Oklahoma | 15474 | OK | 345
17543 | South Carolina Public Service Authority | 130 | Cross | 553 Cross Station Road | Cross | SC | 29436 | Berkeley | 33.3715 | -80.1132 | SERC | SC | South Carolina Public Service Authority | Diversion Canal | 22 | RE | 1 | Electric Utility |  | N |  | N |  | N |  | Y | Y | OP | South Carolina Public Service Authority | 17543 | SC | 230
21554 | Seminole Electric Cooperative Inc | 136 | Seminole (FL) | State Highway 19 | Palatka | FL | 32708 | Putnam | 29.7331 | -81.6328 | FRCC | SEC | Seminole Electric Cooperative | St Johns River | 22 | RE | 1 | Electric Utility |  | N |  | N |  | N |  | Y | N | OP | Seminole Electric Cooperative Inc | 21554 |  | 230
16572 | Salt River Project | 141 | Agua Fria | 7302 W Northern Ave | Glendale | AZ | 85303 | Maricopa | 33.5561 | -112.2153 | WECC | SRP | Salt River Project | Wells | 22 | RE | 1 | Electric Utility |  | N |  | N |  | N |  | N | X |  | Salt River Project | 16572 | AZ | 230 |  |  | El Paso/Kinder Morgan
16572 | Salt River Project | 143 | Crosscut | 998 W. Washington St. | Tempe | AZ | 85281 | Maricopa | 33.4394 | -111.9461 | WECC | SRP | Salt River Project | Crosscut Canal | 22 | RE | 1 | Electric Utility |  | N |  | N |  | N |  | N | X |  | Salt River Project | 16572 | AZ | 69 |  |  | There is no pipeline.
16572 | Salt River Project | 145 | Horse Mesa | P.O. Box 52025 MS PAB 221 | Phoenix | AZ | 85072 | Maricopa | 33.5907 | -111.344 | WECC | SRP | Salt River Project | Salt River | 22 | RE | 1 | Electric Utility |  | N |  | N |  | N |  | N | X |  | Salt River Project | 16572 | AZ | 115
16572 | Salt River Project | 147 | Kyrene | 7005 S Kyrene Rd. | Tempe | AZ | 85283 | Maricopa | 33.3556 | -111.9353 | WECC | SRP | Salt River Project | Well Water | 22 | RE | 1 | Electric Utility |  | N |  | N |  | N |  | N | X |  | Salt River Project | 16572 | AZ | 230 |  |  | El Paso/Kinder Morgan
16572 | Salt River Project | 148 | Mormon Flat | P.O. Box 52025 MS PAB 221 | Phoenix | AZ | 85072 | Maricopa | 33.5536 | -111.4431 | WECC | SRP | Salt River Project | Salt River | 22 | RE | 1 | Electric Utility |  | N |  | N |  | N |  | N | X |  | Salt River Project | 16572 | AZ | 115
16572 | Salt River Project | 149 | Roosevelt | P.O. Box 52025 PAB 221 | Phoenix | AZ | 85072 | Maricopa | 33.6711 | -111.1618 | WECC | SRP | Salt River Project | Salt River | 22 | RE | 1 | Electric Utility |  | N |  | N |  | N |  | N | X |  | Salt River Project | 16572 | AZ | 115
16572 | Salt River Project | 150 | Stewart Mountain | P.O. Box 52025 PAB 221 | Phoenix | AZ | 85072 | Maricopa | 33.5661 | -111.536 | WECC | SRP | Salt River Project | Salt River | 22 | RE | 1 | Electric Utility |  | N |  | N |  | N |  | N | X |  | Salt River Project | 16572 | AZ | 115
12745 | Modesto Irrigation District | 151 | McClure | 639 S. McClure Rd. | Modesto | CA | 95354 | Stanislaus | 37.6294 | -120.9314 | WECC | BANC | Balancing Authority of Northern California | Municipality | 22 | RE | 1 | Electric Utility |  | N |  | N |  | N |  | N | X |  | Modesto Irrigation District | 12745 | CA | 69 |  |  | PG&E Line 300
2518 | U S Bureau of Reclamation | 152 | Davis Dam | N/A | Kingman | AZ | 86430 | Mohave | 35.197 | -114.5707 | WECC | WALC | Western Area Power Administration - Desert Southwest Region | Colorado River | 22 | RE | 1 | Electric Utility |  | N |  | N |  | N |  |  | X |  | WAPA-- Western Area Power Administration | 27000 | AZ | 230
2518 | U S Bureau of Reclamation | 153 | Glen Canyon Dam | N/A | Page | AZ | 86040 | Coconino | 36.9366 | -111.4839 | WECC | WALC | Western Area Power Administration - Desert Southwest Region | Lake Powell - Colorado River | 22 | RE | 1 | Electric Utility |  | N |  | N |  | N |  |  | X |  | WAPA-- Western Area Power Administration | 27000 | AZ | 345
2518 | U S Bureau of Reclamation | 154 | Hoover Dam (NV) | N/A | Boulder City | NV | 89006 | Clark | 36.0155 | -114.738 | WECC | WALC | Western Area Power Administration - Desert Southwest Region | Lake Mead - Colorado River | 22 | RE | 1 | Electric Utility |  | N |  | N |  | N |  |  | X |  | WAPA-- Western Area Power Administration | 27000 | NV | 230
8366 | Heber Light & Power Company | 159 | Lake Creek Dam | 2400 East Center | Heber City | UT | 84032 | Wasatch | 40.4936 | -111.3125 | WECC | PACE | PacifiCorp - East | Lake Creek | 22 | RE | 1 | Electric Utility |  | N |  | N |  | N |  |  | X |  | Heber Light & Power Company | 8366 | UT | 13
796 | Arizona Electric Pwr Coop Inc | 160 | Apache Station | 3525 N US Hwy 191 | Cochise | AZ | 85606 | Cochise | 32.0603 | -109.8931 | WECC | WALC | Western Area Power Administration - Desert Southwest Region | Wells | 22 | RE | 1 | Electric Utility |  | N |  | N |  | N |  | Y | Y | OP | Arizona Electric Pwr Coop Inc | 796 |  | 230 | 115 | 69 | El Paso Natural Gas Company, LLC Kinder Morgan
19281 | Turlock Irrigation District | 161 | Turlock Lake | 21642 Davis Road | Hickman | CA | 95323 | Stanislaus | 37.6115 | -120.5947 | WECC | TIDC | Turlock Irrigation District | Turlock Lake | 22 | RE | 1 | Electric Utility |  | N |  | N |  | N |  | N | X |  | Turlock Irrigation District | 19281 | CA | 69
19281 | Turlock Irrigation District | 162 | Hickman | 779 Main Canal | Hickman | CA | 95323 | Stanislaus | 37.6215 | -120.7462 | WECC | TIDC | Turlock Irrigation District | Main Canal | 22 | RE | 1 | Electric Utility |  | N |  | N |  | N |  | N | X |  | Turlock Irrigation District | 19281 | CA | 12
50079 | Utility Board of Key West City | 164 | Big Pine | Industrial Road MM 32.5 | Big Pine Key | FL | 33041 | Monroe | 24.5792 | -81.685 | FRCC |  |  |  | 22 | RE | 1 | Electric Utility |  | N |  | N |  | N |  | N | X
7490 | Grand River Dam Authority | 165 | GREC | 8142 Hwy 412B | Chouteau | OK | 74337 | Mayes | 36.1903 | -95.2894 | SPP | SWPP | Southwest Power Pool | Grand Neosho | 22 | RE | 1 | Electric Utility |  | N |  | N |  | N |  | Y | Y | OP | Grand River Dam Authority | 7490 | OK | 161 | 345 |  | A600 Enable Midstream Partners
814 | Entergy Arkansas Inc | 166 | Carpenter | 1398 Carpenter Dam Road | Hot Springs | AR | 71901 | Garland | 34.4425 | -93.0262 | SERC | MISO | Midcontinent Independent Transmission System Operator, Inc.. | Lake Hamilton | 22 | RE | 1 | Electric Utility |  | N |  | N |  | N |  | N | X |  | Entergy Arkansas Inc | 814 | AR | 115
814 | Entergy Arkansas Inc | 167 | Cecil Lynch | 5800 Lynch Drive | North Little Rock | AR | 72117 | Pulaski | 34.7535 | -92.1987 | SERC | MISO | Midcontinent Independent Transmission System Operator, Inc.. | Arkansas River | 22 | RE | 1 | Electric Utility |  | N |  | N |  | N |  |  | X |  | Entergy Arkansas Inc | 814 | AR | 115
814 | Entergy Arkansas Inc | 168 | Hamilton Moses | Hwy. 70, PO box 1897 | Forrest City | AR | 72335 | St Francis | 34.9806 | -90.8722 | SERC | MISO | Midcontinent Independent Transmission System Operator, Inc.. | L'Anquille River | 22 | RE | 1 | Electric Utility |  | N |  | N |  | N |  |  | X |  | Entergy Arkansas Inc | 814 | AR | 161
814 | Entergy Arkansas Inc | 169 | Harvey Couch | Hwy. 82 East, PO box 187 | Stamps | AR | 71860 | Lafayette | 33.3592 | -93.4649 | SERC | MISO | Midcontinent Independent Transmission System Operator, Inc.. | Wells | 22 | RE | 1 | Electric Utility |  | N |  | N |  | N |  |  | X |  | Entergy Arkansas Inc | 814 | AR | 115
814 | Entergy Arkansas Inc | 170 | Lake Catherine | Hwy. 270, PO Box 218 | Jones Mill | AR | 72105 | Hot Spring | 34.4341 | -92.9049 | SERC | MISO | Midcontinent Independent Transmission System Operator, Inc.. | Lake Catherine | 22 | RE | 1 | Electric Utility |  | N |  | N |  | N |  | N | X |  | Entergy Arkansas Inc | 814 | AR | 115 |  |  | Centerpoint
814 | Entergy Arkansas Inc | 171 | Mabelvale | Vyme Ridge Road | Mabelvale | AR | 72103 | Pulaski | 34.636 | -92.4096 | SERC | MISO | Midcontinent Independent Transmission System Operator, Inc.. | Air Cooled | 22 | RE | 1 | Electric Utility |  | N |  | N |  | N |  | N | X |  | Entergy Arkansas Inc | 814 | AR | 115 |  |  | Centerpoint
14216 | City of Osceola - (AR) | 172 | Osceola (AR) | 303 W. Hale | Osceola | AR | 72370 | Mississippi | 35.6893 | -89.994 | SPP | MISO | Midcontinent Independent Transmission System Operator, Inc.. |  | 22 | RE | 1 | Electric Utility |  | N |  | N |  | N |  | N | X |  | Entergy Arkansas Inc | 814 | AR | 161
814 | Entergy Arkansas Inc | 173 | Robert E Ritchie | Hwy. 20, PO Box 388 | Helena | AR | 72342 | Phillips | 34.4629 | -90.5987 | SERC | MISO | Midcontinent Independent Transmission System Operator, Inc.. | Mississippi River | 22 | RE | 1 | Electric Utility |  | N |  | N |  | N |  |  | X |  | Entergy Arkansas Inc | 814 | AR | 230
814 | Entergy Arkansas Inc | 174 | Remmel | RR 5, Box 342 | Malvern | AR | 72104 | Hot Spring | 34.4272 | -92.8941 | SERC | MISO | Midcontinent Independent Transmission System Operator, Inc.. | Lake Catherine | 22 | RE | 1 | Electric Utility |  | N |  | N |  | N |  | N | X |  | Entergy Arkansas Inc | 814 | AR | 115
14328 | Pacific Gas & Electric Co | 180 | Volta 2 | Manton-Viola Road | Manton | CA | 96059 | Shasta | 40.4519 | -121.8621 | WECC | CISO | California Independent System Operator | Cross Country Canal | 22 | RE | 1 | Electric Utility |  | N |  | N |  | N |  |  | X |  | Pacific Gas & Electric Co | 14328 | CA | 12
19647 | USCE-Little Rock District | 182 | Beaver Dam | 774 Dam Site River Raod | Eureka Springs | AR | 72631 | Carroll | 36.4215 | -93.8474 | SPP | SPA | Southwestern Power Administration | Beaver Lake | 22 | RE | 1 | Electric Utility |  | N |  | N |  | N |  | N | X |  | Southwestern Power Administration | 17716 |  | 161
19406 | USCE -Vickburg District | 187 | Degray | 848 Channel Rd | Arkadelphia | AR | 71923 | Clark | 34.2119 | -93.111 | SERC | MISO | Midcontinent Independent Transmission System Operator, Inc.. | Caddo River | 22 | RE | 1 | Electric Utility |  | N |  | N |  | N |  | N | X |  | Entergy Arkansas Inc | 814 | AR | 115
19647 | USCE-Little Rock District | 188 | Greers Ferry Lake | P.O. BOX 1088 | HEBER SPRINGS | AR | 72543 | Cleburne | 35.5207 | -91.9953 | SPP | SPA | Southwestern Power Administration | Greers Ferry Lake | 22 | RE | 1 | Electric Utility |  | N |  | N |  | N |  | N | X |  | Southwestern Power Administration | 17716 |  | 161
14446 | Paragould Light & Water Comm | 192 | Paragould | Poplar Street | Paragould | AR | 72450 | Greene | 36.0606 | -90.5214 | SPP | SPA | Southwestern Power Administration | Wells | 22 | RE | 1 | Electric Utility |  | N |  | N |  | N |  |  | X |  | Paragould Light & Water Comm | 14446 | AR | 13.2
15043 | City of Piggott - (AR) | 193 | Municipal Light | Castleberry Street | Piggott | AR | 72454 | Clay | 36.3858 | -90.1867 | SPP | SPA | Southwestern Power Administration | Municipality | 22 | RE | 1 | Electric Utility |  | N |  | N |  | N |  |  | X |  | Southwestern Power Administration | 17716 |  | 69 |  |  | Source Gas Company
19406 | USCE -Vickburg District | 195 | Narrows (AR) | 2859 HWY 19 North | Murfreesboro | AR | 71958 | Pike | 34.1484 | -93.7152 | SERC | SWPP | Southwest Power Pool | Little Missouri River | 22 | RE | 1 | Electric Utility |  | N |  | N |  | N |  |  | X |  | Southwestern Electric Power Co | 17698 | AR | 69
19647 | USCE-Little Rock District | 196 | Norfork | PO BOX 369 | MOUNTAIN HOME | AR | 72653 | Baxter | 36.2491 | -92.2401 | SPP | SPA | Southwestern Power Administration | Norfork Lake | 22 | RE | 1 | Electric Utility |  | N |  | N |  | N |  | N | X |  | Southwestern Power Administration | 17716 |  | 161
19406 | USCE -Vickburg District | 197 | Blakely Mountain | 1111 Blakely Dam Road | Royal | AR | 71968 | Garland | 34.571 | -93.1944 | SERC | MISO | Midcontinent Independent Transmission System Operator, Inc.. | Ouachita River | 22 | RE | 1 | Electric Utility |  | N |  | N |  | N |  |  | X |  | Entergy Arkansas Inc | 814 | AR | 115
19647 | USCE-Little Rock District | 198 | Bull Shoals | 324 W 7TH | MOUNTAIN HOME | AR | 72653 | Marion | 36.3635 | -92.5763 | SPP | SPA | Southwestern Power Administration | Bull Shoals Lake | 22 | RE | 1 | Electric Utility |  | N |  | N |  | N |  | N | X |  | Southwestern Power Administration | 17716 |  | 161
19647 | USCE-Little Rock District | 199 | Dardanelle | PO BOX 1087 | RUSSELLVILLE | AR | 72801 | Pope | 35.2503 | -93.1686 | SPP | SPA | Southwestern Power Administration | Arkansas River | 22 | RE | 1 | Electric Utility |  | N |  | N |  | N |  | N | X |  | Southwestern Power Administration | 17716 |  | 161
807 | Arkansas Electric Coop Corp | 201 | Thomas Fitzhugh | PO Box 78 | Ozark | AR | 72949 | Franklin | 35.4624 | -93.8049 | SPP | SWPP | Southwest Power Pool | Arkansas River | 22 | RE | 1 | Electric Utility |  | N |  | N |  | N |  | N | X |  | Southwestern Electric Power Co | 17698 | AR | 161 |  |  | Ozark Gas Transmission - Spectra Energy
807 | Arkansas Electric Coop Corp | 202 | Carl Bailey | PO Box 503 | Augusta | AR | 72006 | Woodruff | 35.2601 | -91.3634 | SERC | MISO | Midcontinent Independent Transmission System Operator, Inc.. | White River | 22 | RE | 1 | Electric Utility |  | N |  | N |  | N |  | N | X |  | Entergy Arkansas Inc | 814 | AR | 161 |  |  | Enable Gas Transmission
807 | Arkansas Electric Coop Corp | 203 | McClellan (AR) | PO Box 187 | Camden | AR | 71701 | Ouachita | 33.5648 | -92.7917 | SERC | MISO | Midcontinent Independent Transmission System Operator, Inc.. | Ouachita River | 22 | RE | 1 | Electric Utility |  | N |  | N |  | N |  | N | X |  | Entergy Arkansas Inc | 814 | AR | 115 |  |  | Enable Gas Transmission
55951 | Exelon Nuclear | 204 | Clinton Power Station | Rt. 54 West | Clinton | IL | 61727 | DeWitt | 40.1719 | -88.8339 | SERC | MISO | Midcontinent Independent Transmission System Operator, Inc.. | Salt Creek | 22 | NR | 2 | IPP Non-CHP |  | N |  | N |  | N |  | N | X |  | Ameren Illinois Company | 56697 | IL | 345
9617 | JEA | 207 | St Johns River Power Park | 11201 New Berlin Road | Jacksonville | FL | 32226 | Duval | 30.4308 | -81.5508 | FRCC | JEA | JEA | St. Johns River | 22 | RE | 1 | Electric Utility |  | N |  | N |  | N |  | N | X |  | JEA | 9617 | FL | 230 |  |  | Peoples Natural Gas
20893 | Wolf Creek Nuclear Optg Corp | 210 | Wolf Creek Generating Station | 1550 Oxen Lane N.E. | Burlington | KS | 66839 | Coffey | 38.2393 | -95.6898 | SPP | SWPP | Southwest Power Pool | Wolf Creek Cooling Lake | 22 | RE | 1 | Electric Utility |  | N |  | N |  | N |  | N | X |  | Kansas Gas & Electric Co | 10005 | KS | 345
14328 | Pacific Gas & Electric Co | 214 | Alta Powerhouse | NA | Alta | CA | 95701 | Placer | 39.216 | -120.8036 | WECC | CISO | California Independent System Operator | Towle Canal | 22 | RE | 1 | Electric Utility |  | N |  | N |  | N |  |  | X |  | Pacific Gas & Electric Co | 14328 | CA | 12
19586 | Utica Water & Power Authority | 215 | Angels | 1168 Booster Way | Angels Camp | CA | 95222 | Calaveras | 38.0719 | -120.5394 | WECC | CISO | California Independent System Operator | North Fork Stanislaus River | 22 | NR | 2 | IPP Non-CHP |  | N |  | N |  | N |  | N | X |  | Pacific Gas & Electric Co | 14328 | CA | 17.5
14328 | Pacific Gas & Electric Co | 217 | Balch 1 | Trimmer Springs Road | Balch Camp | CA | 93649 | Fresno | 36.9091 | -119.0877 | WECC | CISO | California Independent System Operator | North Fork Kings River | 22 | RE | 1 | Electric Utility |  | N |  | N |  | N |  |  | X |  | Pacific Gas & Electric Co | 14328 | CA | 115
14328 | Pacific Gas & Electric Co | 218 | Balch 2 | Trimmer Springs Road | Balch Camp | CA | 93649 | Fresno | 36.9089 | -119.0876 | WECC | CISO | California Independent System Operator | North Fork Kings River | 22 | RE | 1 | Electric Utility |  | N |  | N |  | N |  |  | X |  | Pacific Gas & Electric Co | 14328 | CA | 230
14328 | Pacific Gas & Electric Co | 219 | Belden | NA | Belden | CA | 95915 | Plumas | 40.0074 | -121.2494 | WECC | CISO | California Independent System Operator | North Fork Feather River | 22 | RE | 1 | Electric Utility |  | N |  | N |  | N |  |  | X |  | Pacific Gas & Electric Co | 14328 | CA | 230
14328 | Pacific Gas & Electric Co | 220 | Bucks Creek | NA | Storrie | CA | 95980 | Plumas | 39.9106 | -121.3277 | WECC | CISO | California Independent System Operator | Bucks Creek | 22 | RE | 1 | Electric Utility |  | N |  | N |  | N |  |  | X |  | Pacific Gas & Electric Co | 14328 | CA | 230
14328 | Pacific Gas & Electric Co | 221 | Butt Valley | Caribou-Pratville Road | Belden | CA | 95956 | Plumas | 40.1757 | -121.1907 | WECC | CISO | California Independent System Operator | North Fork Feather River | 22 | RE | 1 | Electric Utility |  | N |  | N |  | N |  |  | X |  | Pacific Gas & Electric Co | 14328 | CA | 115
14328 | Pacific Gas & Electric Co | 222 | Caribou 1 | 1000 Caribou Road | Belden | CA | 95956 | Plumas | 40.0855 | -121.1482 | WECC | CISO | California Independent System Operator | North Fork Feather River | 22 | RE | 1 | Electric Utility |  | N |  | N |  | N |  |  | X |  | Pacific Gas & Electric Co | 14328 | CA | 115
14328 | Pacific Gas & Electric Co | 223 | Caribou 2 | 1000 Caribou Road | Belden | CA | 95956 | Plumas | 40.086 | -121.1494 | WECC | CISO | California Independent System Operator | North Fork Feather River | 22 | RE | 1 | Electric Utility |  | N |  | N |  | N |  |  | X |  | Pacific Gas & Electric Co | 14328 | CA | 230
14328 | Pacific Gas & Electric Co | 224 | Centerville PH | Nimshew Stage Road | Chico | CA | 95927 | Butte | 39.7889 | -121.6574 | WECC | CISO | California Independent System Operator | Big Butte Creek | 22 | RE | 1 | Electric Utility |  | N |  | N |  | N |  |  | X |  | Pacific Gas & Electric Co | 14328 | CA | 60
14328 | Pacific Gas & Electric Co | 225 | Chili Bar | Highway 193 | Placerville | CA | 95667 | El Dorado | 38.7718 | -120.8132 | WECC | CISO | California Independent System Operator | South Fork American River | 22 | RE | 1 | Electric Utility |  | N |  | N |  | N |  |  | X |  | Pacific Gas & Electric Co | 14328 | CA | 21
14328 | Pacific Gas & Electric Co | 226 | Coal Canyon | Coal Canyon Rd. Rural Route 1 | Oroville | CA | 95965 | Butte | 39.605 | -121.6005 | WECC | CISO | California Independent System Operator | West Branch Feather River | 22 | RE | 1 | Electric Utility |  | N |  | N |  | N |  |  | X |  | Pacific Gas & Electric Co | 14328 | CA | 12
14328 | Pacific Gas & Electric Co | 227 | Coleman PH | Coleman Fish Hatchery Road | Anderson | CA | 96022 | Shasta | 40.4046 | -122.1219 | WECC | CISO | California Independent System Operator | Battle Creek | 22 | RE | 1 | Electric Utility |  | N |  | N |  | N |  |  | X |  | Pacific Gas & Electric Co | 14328 | CA | 60
12631 | NRG Delta LLC | 228 | Contra Costa | 3201 Wilbur Avenue | Antioch | CA | 94509 | Contra Costa | 38.0192 | -121.7642 | WECC | CISO | California Independent System Operator | San Joaquin River | 22 | NR | 2 | IPP Non-CHP |  | N |  | N |  | Y | 99-112 | N | X |  | Pacific Gas & Electric Co | 14328 | CA | 230
14328 | Pacific Gas & Electric Co | 229 | Cow Creek | South Cow Creek Road | Millville | CA | 96062 | Shasta | 40.5708 | -122.0209 | WECC | CISO | California Independent System Operator | South Cow Creek | 22 | RE | 1 | Electric Utility |  | N |  | N |  | N |  |  | X |  | Pacific Gas & Electric Co | 14328 | CA | 60
14328 | Pacific Gas & Electric Co | 231 | Cresta | NA | Storrie | CA | 95980 | Butte | 39.8259 | -121.4097 | WECC | CISO | California Independent System Operator | North Fork Feather River | 22 | RE | 1 | Electric Utility |  | N |  | N |  | N |  |  | X |  | Pacific Gas & Electric Co | 14328 | CA | 230
14328 | Pacific Gas & Electric Co | 232 | De Sabla | De Sabla Powerhouse Road | Magalia | CA | 95954 | Butte | 39.8693 | -121.6318 | WECC | CISO | California Independent System Operator | Big Butte Creek | 22 | RE | 1 | Electric Utility |  | N |  | N |  | N |  |  | X |  | Pacific Gas & Electric Co | 14328 | CA | 60
14328 | Pacific Gas & Electric Co | 233 | Deer Creek PH | Chalk Bluff Road | Nevada City | CA | 95959 | Nevada | 39.2981 | -120.8443 | WECC | CISO | California Independent System Operator | Deer Creek | 22 | RE | 1 | Electric Utility |  | N |  | N |  | N |  |  | X |  | Pacific Gas & Electric Co | 14328 | CA | 60
14328 | Pacific Gas & Electric Co | 235 | Drum 1 | Drum Powerhouse Road | Alta | CA | 95701 | Placer | 39.2569 | -120.7674 | WECC | CISO | California Independent System Operator | Bear River | 22 | RE | 1 | Electric Utility |  | N |  | N |  | N |  |  | X |  | Pacific Gas & Electric Co | 14328 | CA | 115
14328 | Pacific Gas & Electric Co | 236 | Drum 2 | Drum Powerhouse Road | Alta | CA | 95701 | Placer | 39.2574 | -120.767 | WECC | CISO | California Independent System Operator | Bear River | 22 | RE | 1 | Electric Utility |  | N |  | N |  | N |  |  | X |  | Pacific Gas & Electric Co | 14328 | CA | 115
14328 | Pacific Gas & Electric Co | 237 | Dutch Flat | Dutch Flat Road | Alta | CA | 95701 | Placer | 39.217 | -120.8356 | WECC | CISO | California Independent System Operator | Bear River | 22 | RE | 1 | Electric Utility |  | N |  | N |  | N |  |  | X |  | Pacific Gas & Electric Co | 14328 | CA | 115
25915 | El Dorado Irrigation District | 238 | El Dorado | 1000 Powerhouse Road | Pollock Pines | CA | 95667 | EL DORADO | 38.7936 | -120.6192 | WECC | CISO | California Independent System Operator | South Fork American River | 22 | RE | 1 | Electric Utility |  | N |  | N |  | N |  | N | X |  | Pacific Gas & Electric Co | 14328 | CA | 115
14328 | Pacific Gas & Electric Co | 239 | Electra | Electric Road off Highway 49 | Jackson | CA | 95642 | Amador | 38.331 | -120.6699 | WECC | CISO | California Independent System Operator | North Fork Mokelumne River | 22 | RE | 1 | Electric Utility |  | N |  | N |  | N |  |  | X |  | Pacific Gas & Electric Co | 14328 | CA | 115
14328 | Pacific Gas & Electric Co | 240 | Haas | Trimmer Springs Road | Balch Camp | CA | 93649 | Fresno | 36.9274 | -119.0203 | WECC | CISO | California Independent System Operator | North Fork Kings River | 22 | RE | 1 | Electric Utility |  | N |  | N |  | N |  |  | X |  | Pacific Gas & Electric Co | 14328 | CA | 230
14328 | Pacific Gas & Electric Co | 241 | Halsey | Dry Creek Road | Auburn | CA | 95603 | Placer | 38.957 | -121.0419 | WECC | CISO | California Independent System Operator | Bear River | 22 | RE | 1 | Electric Utility |  | N |  | N |  | N |  |  | X |  | Pacific Gas & Electric Co | 14328 | CA | 60
14328 | Pacific Gas & Electric Co | 242 | Hamilton Branch | Lake Almanor | Penninsula Village | CA | 96137 | Plumas | 40.2687 | -121.0895 | WECC | CISO | California Independent System Operator | Hamilton Branch Of Nf Feather | 22 | RE | 1 | Electric Utility |  | N |  | N |  | N |  |  | X |  | Pacific Gas & Electric Co | 14328 | CA | 60
14328 | Pacific Gas & Electric Co | 243 | Hat Creek 1 | Baun Lake Road, Star Route 1 | Burney | CA | 96013 | Shasta | 40.9293 | -121.5445 | WECC | CISO | California Independent System Operator | Hat Creek | 22 | RE | 1 | Electric Utility |  | N |  | N |  | N |  |  | X |  | Pacific Gas & Electric Co | 14328 | CA | 60
14328 | Pacific Gas & Electric Co | 244 | Hat Creek 2 | Hat Creek #2 Powerhouse Rd. | Burney | CA | 96013 | Shasta | 40.9607 | -121.5487 | WECC | CISO | California Independent System Operator | Hat Creek | 22 | RE | 1 | Electric Utility |  | N |  | N |  | N |  |  | X |  | Pacific Gas & Electric Co | 14328 | CA | 60
14328 | Pacific Gas & Electric Co | 246 | Humboldt Bay | Buhne Pt. 1000 King Salmon Ave | Eureka | CA | 95503 | Humboldt | 40.7415 | -124.2103 | WECC | CISO | California Independent System Operator | Humboldt Bay | 22 | RE | 1 | Electric Utility |  | N |  | N |  | N |  |  | X |  | Pacific Gas & Electric Co | 14328 | CA | 115 | 60 |  | Pacific Gas and Electric Company pipeline
14328 | Pacific Gas & Electric Co | 247 | Hunters Point | 1000 Evans Avenue | San Francisco | CA | 94124 | San Francisco | 37.7336 | -122.3897 | WECC |  |  | San Francisco Bay | 22 | RE | 1 | Electric Utility |  | N |  | N |  | N |  |  | X
14328 | Pacific Gas & Electric Co | 248 | Inskip | Manton-Viola Road | Manton | CA | 96059 | Tehama | 40.401 | -121.9655 | WECC | CISO | California Independent System Operator | South & North Forks Battle Cre | 22 | RE | 1 | Electric Utility |  | N |  | N |  | N |  |  | X |  | Pacific Gas & Electric Co | 14328 | CA | 60
14328 | Pacific Gas & Electric Co | 249 | James B Black | Pitt 5 Road | Big Bend | CA | 96065 | Shasta | 40.9923 | -121.9752 | WECC | CISO | California Independent System Operator | McCloud River & Iron Canyon Cr | 22 | RE | 1 | Electric Utility |  | N |  | N |  | N |  |  | X |  | Pacific Gas & Electric Co | 14328 | CA | 230
14328 | Pacific Gas & Electric Co | 250 | Kerckhoff | 11 | Auberry | CA | 93602 | Fresno | 37.0925 | -119.5528 | WECC | CISO | California Independent System Operator | San Joaquin River | 22 | RE | 1 | Electric Utility |  | N |  | N |  | N |  |  | X |  | Pacific Gas & Electric Co | 14328 | CA | 115
14328 | Pacific Gas & Electric Co | 253 | Kilarc | Fern Road | Whitmore | CA | 96096 | Shasta | 40.6778 | -121.8733 | WECC | CISO | California Independent System Operator | North Fork Cow Creek | 22 | RE | 1 | Electric Utility |  | N |  | N |  | N |  |  | X |  | Pacific Gas & Electric Co | 14328 | CA | 60
14328 | Pacific Gas & Electric Co | 254 | Kings River PH | Trimmer Springs Road | Balch Camp | CA | 93649 | Fresno | 36.8882 | -119.1588 | WECC | CISO | California Independent System Operator | North Fork Kings River | 22 | RE | 1 | Electric Utility |  | N |  | N |  | N |  |  | X |  | Pacific Gas & Electric Co | 14328 | CA | 115
14328 | Pacific Gas & Electric Co | 255 | Lime Saddle | Pentz Road, Rural Route1 | Oroville | CA | 95965 | Butte | 39.6988 | -121.571 | WECC | CISO | California Independent System Operator | Kunkle Creek & Wb Feather Rive | 22 | RE | 1 | Electric Utility |  | N |  | N |  | N |  |  | X |  | Pacific Gas & Electric Co | 14328 | CA | 12
14328 | Pacific Gas & Electric Co | 258 | Merced Falls | Merced Falls Road | Snelling | CA | 95369 | Merced | 37.523 | -120.3299 | WECC | CISO | California Independent System Operator | Merced River | 22 | RE | 1 | Electric Utility |  | N |  | N |  | N |  |  | X |  | Pacific Gas & Electric Co | 14328 | CA | 70
54802 | Dynegy -Moss Landing LLC | 260 | Dynegy Moss Landing Power Plant | 7301 State Highway 1 | Moss Landing | CA | 95039 | Monterey | 36.8048 | -121.7822 | WECC | CISO | California Independent System Operator | Moss Landing Harbor | 22 | NR | 2 | IPP Non-CHP |  | N |  | N |  | Y | 98-69-000 | N | X |  | Pacific Gas & Electric Co | 14328 | CA | 500 |  |  | Pacific Gas & Electric
19586 | Utica Water & Power Authority | 261 | Murphys | Utica Power House Rd off Hwy 4 | Murphys | CA | 95247 | Calaveras | 38.1471 | -120.4464 | WECC | CISO | California Independent System Operator | Mill Creek & Nf Stanislaus Riv | 22 | NR | 2 | IPP Non-CHP |  | N |  | N |  | N |  | N | X |  | Pacific Gas & Electric Co | 14328 | CA | 17.5
14328 | Pacific Gas & Electric Co | 262 | Narrows PH | Engilebright Dam Road | Grass Valley | CA | 95945 | Nevada | 39.2364 | -121.2717 | WECC | CISO | California Independent System Operator | Yuba River | 22 | RE | 1 | Electric Utility |  | N |  | N |  | N |  |  | X |  | Pacific Gas & Electric Co | 14328 | CA | 60
14328 | Pacific Gas & Electric Co | 264 | Phoenix | Shaws Flat Road | Sonora | CA | 95370 | Tuolumne | 38.0321 | -120.3265 | WECC | CISO | California Independent System Operator | South Fork Stanislaus River | 22 | RE | 1 | Electric Utility |  | N |  | N |  | N |  |  | X |  | Pacific Gas & Electric Co | 14328 | CA | 21
14328 | Pacific Gas & Electric Co | 265 | Pit 1 | Pit 1 Road, Star Route 1 | Burney | CA | 96013 | Shasta | 40.9908 | -121.4982 | WECC | CISO | California Independent System Operator | Fall River | 22 | RE | 1 | Electric Utility |  | N |  | N |  | N |  |  | X |  | Pacific Gas & Electric Co | 14328 | CA | 230
14328 | Pacific Gas & Electric Co | 266 | Pit 3 | Pitt 3 Road, Star Route 1 | Burney | CA | 96013 | Shasta | 40.9974 | -121.7481 | WECC | CISO | California Independent System Operator | Pit River | 22 | RE | 1 | Electric Utility |  | N |  | N |  | N |  |  | X |  | Pacific Gas & Electric Co | 14328 | CA | 230
14328 | Pacific Gas & Electric Co | 267 | Pit 4 | Pit River Road | Big Bend | CA | 96011 | Shasta | 40.9864 | -121.8494 | WECC | CISO | California Independent System Operator | Pit River | 22 | RE | 1 | Electric Utility |  | N |  | N |  | N |  |  | X |  | Pacific Gas & Electric Co | 14328 | CA | 230
14328 | Pacific Gas & Electric Co | 268 | Pit 5 | Pit 5 Road | Big Bend | CA | 96011 | Shasta | 40.9862 | -121.9776 | WECC | CISO | California Independent System Operator | Pit River | 22 | RE | 1 | Electric Utility |  | N |  | N |  | N |  |  | X |  | Pacific Gas & Electric Co | 14328 | CA | 230
14328 | Pacific Gas & Electric Co | 269 | Pit 6 | Big Bend Road | Montgomery Creek | CA | 96065 | Shasta | 40.9226 | -121.9929 | WECC | CISO | California Independent System Operator | Pit River | 22 | RE | 1 | Electric Utility |  | N |  | N |  | N |  |  | X |  | Pacific Gas & Electric Co | 14328 | CA | 230
14328 | Pacific Gas & Electric Co | 270 | Pit 7 | Fender's Ferry Road | Montgomery Creek | CA | 96065 | Shasta | 40.8475 | -121.9908 | WECC | CISO | California Independent System Operator | Pit River | 22 | RE | 1 | Electric Utility |  | N |  | N |  | N |  |  | X |  | Pacific Gas & Electric Co | 14328 | CA | 230
12631 | NRG Delta LLC | 271 | Pittsburg Power | 696 W. 10th Street | Pittsburg | CA | 94565 | Contra Costa | 38.0392 | -121.8945 | WECC | CISO | California Independent System Operator | Sacremento-San Joaquin River D | 22 | NR | 2 | IPP Non-CHP |  | N |  | N |  | Y | 99-112 | N | X |  | Pacific Gas & Electric Co | 14328 | CA | 230 |  |  | PG&E "PPP, Line 191"
14328 | Pacific Gas & Electric Co | 272 | Poe | Poe Road off Highway 70 | Storrie | CA | 95980 | Butte | 39.7229 | -121.4698 | WECC | CISO | California Independent System Operator | North Fork Feather River | 22 | RE | 1 | Electric Utility |  | N |  | N |  | N |  |  | X |  | Pacific Gas & Electric Co | 14328 | CA | 230
14328 | Pacific Gas & Electric Co | 274 | Potter Valley | End of Powerhouse Road | Potter Valley | CA | 95469 | Mendocino | 39.3618 | -123.1279 | WECC | CISO | California Independent System Operator | Eel River | 22 | RE | 1 | Electric Utility |  | N |  | N |  | N |  |  | X |  | Pacific Gas & Electric Co | 14328 | CA | 60
14328 | Pacific Gas & Electric Co | 275 | Rock Creek | NA | Storrie | CA | 95980 | Plumas | 39.9052 | -121.3452 | WECC | CISO | California Independent System Operator | North Fork Feather River | 22 | RE | 1 | Electric Utility |  | N |  | N |  | N |  |  | X |  | Pacific Gas & Electric Co | 14328 | CA | 230
14328 | Pacific Gas & Electric Co | 276 | San Joaquin 2 | County Road 222 | North Fork | CA | 93643 | Madera | 37.2032 | -119.4975 | WECC | CISO | California Independent System Operator | North & South Forks Willow Cre | 22 | RE | 1 | Electric Utility |  | N |  | N |  | N |  |  | X |  | Pacific Gas & Electric Co | 14328 | CA | 70
14328 | Pacific Gas & Electric Co | 277 | San Joaquin 3 | County Road 222 | North Fork | CA | 93643 | Madera | 37.2537 | -119.5194 | WECC | CISO | California Independent System Operator | North & South Forks Willow Cre | 22 | RE | 1 | Electric Utility |  | N |  | N |  | N |  |  | X |  | Pacific Gas & Electric Co | 14328 | CA | 70
14328 | Pacific Gas & Electric Co | 279 | Salt Springs | Tiger Creek-Salt Springs Road | Pioneer | CA | 95666 | Amador | 38.4979 | -120.2181 | WECC | CISO | California Independent System Operator | Mokelumne River | 22 | RE | 1 | Electric Utility |  | N |  | N |  | N |  |  | X |  | Pacific Gas & Electric Co | 14328 | CA | 60
14328 | Pacific Gas & Electric Co | 280 | South | South Powerhouse Road | Manton | CA | 96059 | Tehama | 40.3954 | -121.8792 | WECC | CISO | California Independent System Operator | South Fork Battle Creek | 22 | RE | 1 | Electric Utility |  | N |  | N |  | N |  |  | X |  | Pacific Gas & Electric Co | 14328 | CA | 60
14328 | Pacific Gas & Electric Co | 281 | Spaulding 1 | NA | Emigrant Gap | CA | 95715 | Nevada | 39.3246 | -120.6448 | WECC | CISO | California Independent System Operator | Lake Spaulding | 22 | RE | 1 | Electric Utility |  | N |  | N |  | N |  |  | X |  | Pacific Gas & Electric Co | 14328 | CA | 60
14328 | Pacific Gas & Electric Co | 282 | Spaulding 2 | NA | Emigrant Gap | CA | 95715 | Nevada | 39.3246 | -120.6454 | WECC | CISO | California Independent System Operator | Lake Spaulding | 22 | RE | 1 | Electric Utility |  | N |  | N |  | N |  |  | X |  | Pacific Gas & Electric Co | 14328 | CA | 60
14328 | Pacific Gas & Electric Co | 283 | Spaulding 3 | NA | Emigrant Gap | CA | 95715 | Nevada | 39.3377 | -120.6355 | WECC | CISO | California Independent System Operator | Lake Fuller | 22 | RE | 1 | Electric Utility |  | N |  | N |  | N |  |  | X |  | Pacific Gas & Electric Co | 14328 | CA | 60
14328 | Pacific Gas & Electric Co | 284 | Spring Gap | Frazer Flat Road | Long Barn | CA | 95335 | Tuolumne | 38.1865 | -120.1117 | WECC | CISO | California Independent System Operator | Main Strawberry Reservoir | 22 | RE | 1 | Electric Utility |  | N |  | N |  | N |  |  | X |  | Pacific Gas & Electric Co | 14328 | CA | 70
14328 | Pacific Gas & Electric Co | 285 | Stanislaus | Camp Nine Road | Vallecito | CA | 95251 | Tuolumne | 38.139 | -120.3703 | WECC | CISO | California Independent System Operator | Middle Fork Stanislaus River | 22 | RE | 1 | Electric Utility |  | N |  | N |  | N |  |  | X |  | Pacific Gas & Electric Co | 14328 | CA | 115
7160 | Geysers Power Co LLC | 286 | Geysers Unit 5-20 | 10350 Socrates Mine Road | Middletown | CA | 95461 | Sonoma | 38.777 | -122.745 | WECC | CISO | California Independent System Operator | Wells | 22 | NR | 2 | IPP Non-CHP |  | N |  | N |  | Y | 99-109-000 |  | X |  | Pacific Gas & Electric Co | 14328 | CA | 230
14328 | Pacific Gas & Electric Co | 287 | Tiger Creek | Tiger Creek Road | Pioneer | CA | 95666 | Amador | 38.4493 | -120.4926 | WECC | CISO | California Independent System Operator | North Fork Mokelumne River | 22 | RE | 1 | Electric Utility |  | N |  | N |  | N |  |  | X |  | Pacific Gas & Electric Co | 14328 | CA | 230
14328 | Pacific Gas & Electric Co | 289 | Tule River | Highway 190 | Springville | CA | 93265 | Tulare | 36.1631 | -118.7071 | WECC | CISO | California Independent System Operator | Tule River | 22 | RE | 1 | Electric Utility |  | N |  | N |  | N |  |  | X |  | Pacific Gas & Electric Co | 14328 | CA | 70
14328 | Pacific Gas & Electric Co | 290 | Volta 1 | Manton-Viola Road | Manton | CA | 96059 | Shasta | 40.4591 | -121.8671 | WECC | CISO | California Independent System Operator | N Battle, Bailey & Millseat Cr | 22 | RE | 1 | Electric Utility |  | N |  | N |  | N |  |  | X |  | Pacific Gas & Electric Co | 14328 | CA | 60
14328 | Pacific Gas & Electric Co | 291 | West Point PH | Red Corral Road | Pioneer | CA | 95666 | Amador | 38.4209 | -120.5496 | WECC | CISO | California Independent System Operator | North Fork Mokelumne River | 22 | RE | 1 | Electric Utility |  | N |  | N |  | N |  |  | X |  | Pacific Gas & Electric Co | 14328 | CA | 70
14328 | Pacific Gas & Electric Co | 292 | Wise | 10850 Wise Road | Auburn | CA | 95603 | Placer | 38.8899 | -121.0985 | WECC | CISO | California Independent System Operator | Tailwater From Halsey Plant | 22 | RE | 1 | Electric Utility |  | N |  | N |  | N |  |  | X |  | Pacific Gas & Electric Co | 14328 | CA | 12
14328 | Pacific Gas & Electric Co | 293 | A G Wishon | County Road 222 | North Fork | CA | 93643 | Madera | 37.151 | -119.5047 | WECC | CISO | California Independent System Operator | North & South Forks Willow Cre | 22 | RE | 1 | Electric Utility |  | N |  | N |  | N |  |  | X |  | Pacific Gas & Electric Co | 14328 | CA | 70
14354 | PacifiCorp | 294 | Copco 1 | Copco Rd, 20 Mi East of I5 | Hornbrook | CA | 96044 | Siskiyou | 41.9789 | -122.3353 | WECC | PACW | PacifiCorp - West | Klamath River | 22 | RE | 1 | Electric Utility |  | N |  | N |  | N |  |  | X |  | PacifiCorp | 14354 | CA | 69
14354 | PacifiCorp | 295 | Copco 2 | 19305 Daggett Road | Hornbrook | CA | 96044 | Siskiyou | 41.9757 | -122.3581 | WECC | PACW | PacifiCorp - West | Klamath River | 22 | RE | 1 | Electric Utility |  | N |  | N |  | N |  |  | X |  | PacifiCorp | 14354 | CA | 115
14354 | PacifiCorp | 296 | Fall Creek | Copco Rd, 18 Mi East of I5 | Hornbrook | CA | 96044 | Siskiyou | 41.9856 | -122.3605 | WECC | PACW | PacifiCorp - West | Fall Creek | 22 | RE | 1 | Electric Utility |  | N |  | N |  | N |  |  | X |  | PacifiCorp | 14354 | CA | 69
14354 | PacifiCorp | 297 | Iron Gate | Copco Rd, 9 Mi East of I5 | Hornbrook | CA | 96044 | Siskiyou | 41.933 | -122.4368 | WECC | PACW | PacifiCorp - West | Klamath River | 22 | RE | 1 | Electric Utility |  | N |  | N |  | N |  |  | X |  | PacifiCorp | 14354 | CA | 69
54888 | NRG Texas Power LLC | 298 | Limestone | Route1, Box 85 | Jewett | TX | 75846 | Limestone | 31.4219 | -96.2525 | TRE | ERCO | Electric Reliability Council of Texas, Inc. | Lake Limestone | 22 | NR | 2 | IPP Non-CHP |  | N |  | N |  | N |  | Y | Y | OP | CenterPoint Energy | 8901 | TX | 345 |  |  | Atmos
14354 | PacifiCorp | 299 | Blundell | 10 mi east of Highway 257 | Milford | UT | 84751 | Beaver | 38.4889 | -112.8533 | WECC | PACE | PacifiCorp - East | Wells | 22 | RE | 1 | Electric Utility |  | N |  | N |  | N |  |  | X |  | PacifiCorp | 14354 | UT | 46
13960 | NRG Cabrillo Power Ops Inc | 300 | Division | 3200 Harbor Drive | San Diego | CA | 92113 | San Diego | 32.6817 | -117.1203 | WECC |  |  | Municipality | 22 | NR | 2 | IPP Non-CHP |  | N |  | N |  | N |  |  | X
13960 | NRG Cabrillo Power Ops Inc | 301 | El Cajon | 800 West Main Street | El Cajon | CA | 92020 | San Diego | 32.7958 | -116.9722 | WECC | CISO | California Independent System Operator | Municipality | 22 | NR | 2 | IPP Non-CHP |  | N |  | N |  | N |  | N | X |  | San Diego Gas & Electric Co | 16609 | CA | 12 |  |  | SDG&E Gas
13960 | NRG Cabrillo Power Ops Inc | 302 | Encina | 4600 Carlsbad Blvd. | Carlsbad | CA | 92008 | San Diego | 33.1361 | -117.3364 | WECC | CISO | California Independent System Operator | Pacific Ocean | 22 | NR | 2 | IPP Non-CHP |  | N |  | N |  | N |  | N | X |  | San Diego Gas & Electric Co | 16609 | CA | 230 | 138 |  | SDG&E Gas
13960 | NRG Cabrillo Power Ops Inc | 303 | Kearny | 5460 Overland Avenue | San Diego | CA | 92123 | San Diego | 32.834 | -117.1338 | WECC | CISO | California Independent System Operator | Municipality | 22 | NR | 2 | IPP Non-CHP |  | N |  | N |  | Y | 99-77-000 | N | X |  | San Diego Gas & Electric Co | 16609 | CA | 69 | 12 |  | SDG&E Gas
13960 | NRG Cabrillo Power Ops Inc | 305 | Miramar | 6897 Consolidated Way | San Diego | CA | 92121 | San Diego | 32.8761 | -117.1664 | WECC | CISO | California Independent System Operator | Municipality | 22 | NR | 2 | IPP Non-CHP |  | N |  | N |  | N |  | N | X |  | San Diego Gas & Electric Co | 16609 | CA | 69 |  |  | SDG&E Gas
13960 | NRG Cabrillo Power Ops Inc | 306 | Naval Station | Bldg. 3427 Surface Navy Blvd. | San Diego | CA | 92136 | San Diego | 32.6817 | -117.1203 | WECC |  |  | Municipality | 22 | NR | 2 | IPP Non-CHP |  | N |  | N |  | N |  |  | X
13960 | NRG Cabrillo Power Ops Inc | 307 | North Island | Bldg. 370 Rogers St. & Quay Rd | Coronado | CA | 92135 | San Diego | 32.705 | -117.1903 | WECC |  |  | Municipality | 22 | NR | 2 | IPP Non-CHP |  | N |  | N |  | N |  |  | X
16609 | San Diego Gas & Electric Co | 309 | Silver Gate |  |  | CA | 92113 | San Diego | 32.6972 | -117.1147 | WECC | CISO | California Independent System Operator | San Diego Bay | 22 | RE | 1 | Electric Utility |  | N |  | N |  | N |  |  | X
4065 | City of Columbus - (OH) | 312 | Refuse & Coal | 2500 Jackson Pike | COLUMBUS | OH | 43223 | Franklin | 39.9022 | -83.0244 | RFC |  |  | Quarry Pond | 22 | RE | 1 | Electric Utility |  | N |  | N |  | N |  | N | X |  | City of Columbus - (OH) | 4065 | OH
17271 | City & Borough of Sitka - (AK) | 313 | Green Lake | SMC | Sitka | AK | 99835 | Sitka | 56.9863 | -135.1227 | ASCC |  |  | Green Lake | 22 | RE | 1 | Electric Utility |  | N |  | N |  | N |  |  | X |  | City & Borough of Sitka - (AK) | 17271 | AK | 69
9216 | Imperial Irrigation District | 314 | Drop 5 | Calexico New Port of Entry | Calexico | CA | 92231 | Imperial | 32.6731 | -115.392 | WECC | IID | Imperial Irrigation District | Canal Filtered | 22 | RE | 1 | Electric Utility |  | N |  | N |  | N |  | N | X |  | Imperial Irrigation District | 9216 | CA | 35
22148 | AES Alamitos LLC | 315 | AES Alamitos LLC | la | Long Beach | CA | 90803 | Los Angeles | 33.7688 | -118.1009 | WECC | CISO | California Independent System Operator | Los Cerritos Channel | 22 | NR | 2 | IPP Non-CHP |  | N |  | N |  | N |  | N | X |  | Southern California Edison Co | 17609 | CA | 220 |  |  | Southern California Gas Company
12397 | Metropolitan Water District of S CA | 316 | Sepulveda Canyon | 1751 N. Sepulveda Blvd | Los Angeles | CA | 90049 | Los Angeles | 34.0969 | -118.4795 | WECC | LDWP | Los Angeles Department of Water and Power | River | 22 | RE | 1 | Electric Utility |  | N |  | N |  | N |  | N | X |  | Los Angeles Department of Water & Power | 11208 | CA | 34.5
17609 | Southern California Edison Co | 317 | Big Creek 1 | 55325 Cascada Road | Big Creek | CA | 93605 | Fresno | 37.2042 | -119.2396 | WECC | CISO | California Independent System Operator | San Joaquin River | 22 | RE | 1 | Electric Utility |  | N |  | N |  | N |  |  | X |  | Southern California Edison Co | 17609 | CA | 220
17609 | Southern California Edison Co | 318 | Big Creek 2 | 53615 Upper Chawanakee Road | Auberry | CA | 93605 | Fresno | 37.2 | -119.3069 | WECC | CISO | California Independent System Operator | San Joaquin River | 22 | RE | 1 | Electric Utility |  | N |  | N |  | N |  |  | X |  | Southern California Edison Co | 17609 | CA | 220
17609 | Southern California Edison Co | 319 | Big Creek 3 | 47369 Lower Redinger Road | Auberry | CA | 93602 | Fresno | 37.1485 | -119.3866 | WECC | CISO | California Independent System Operator | San Joaquin River | 22 | RE | 1 | Electric Utility |  | N |  | N |  | N |  |  | X |  | Southern California Edison Co | 17609 | CA | 220
17609 | Southern California Edison Co | 320 | Big Creek 4 | Sierra National Forest | North Fork | CA | 93643 | Madera | 37.139 | -119.4898 | WECC | CISO | California Independent System Operator | San Joaquin River | 22 | RE | 1 | Electric Utility |  | N |  | N |  | N |  |  | X |  | Southern California Edison Co | 17609 | CA | 220
17609 | Southern California Edison Co | 321 | Big Creek 8 | 51374 Mammoth Pool Road | Auberry | CA | 93605 | Fresno | 37.2096 | -119.3289 | WECC | CISO | California Independent System Operator | San Joaquin River | 22 | RE | 1 | Electric Utility |  | N |  | N |  | N |  |  | X |  | Southern California Edison Co | 17609 | CA | 220
17609 | Southern California Edison Co | 322 | Big Creek 2A | Sierra National Forest | Auberry | CA | 93605 | Fresno | 37.2001 | -119.3068 | WECC | CISO | California Independent System Operator | San Joaquin River | 22 | RE | 1 | Electric Utility |  | N |  | N |  | N |  |  | X |  | Southern California Edison Co | 17609 | CA | 220
17609 | Southern California Edison Co | 323 | Bishop Creek 2 | Hwy 168 Inyo National Forest | Bishop | CA | 93514 | Inyo | 37.2736 | -118.5733 | WECC | CISO | California Independent System Operator | Bishop Creek | 22 | RE | 1 | Electric Utility |  | N |  | N |  | N |  |  | X |  | Southern California Edison Co | 17609 | CA | 55
17609 | Southern California Edison Co | 324 | Bishop Creek 3 | Hwy168 Inyo National Forest | Bishop | CA | 93514 | Inyo | 37.302 | -118.532 | WECC | CISO | California Independent System Operator | Bishop Creek | 22 | RE | 1 | Electric Utility |  | N |  | N |  | N |  |  | X |  | Southern California Edison Co | 17609 | CA | 115
17609 | Southern California Edison Co | 325 | Bishop Creek 4 | Route 1 Plant 4 | Bishop | CA | 93514 | Inyo | 37.323 | -118.5017 | WECC | CISO | California Independent System Operator | Bishop Creek | 22 | RE | 1 | Electric Utility |  | N |  | N |  | N |  |  | X |  | Southern California Edison Co | 17609 | CA | 115
17609 | Southern California Edison Co | 326 | Bishop Creek 5 | Inyo National Forest | Bishop | CA | 93514 | Inyo | 37.3344 | -118.4797 | WECC | CISO | California Independent System Operator | Bishop Creek | 22 | RE | 1 | Electric Utility |  | N |  | N |  | N |  |  | X |  | Southern California Edison Co | 17609 | CA | 55
17609 | Southern California Edison Co | 327 | Bishop Creek 6 | Plant 6 Rd Inyo Nat'l Forest | Bishop | CA | 93514 | Inyo | 37.3499 | -118.4628 | WECC | CISO | California Independent System Operator | Bishop Creek | 22 | RE | 1 | Electric Utility |  | N |  | N |  | N |  |  | X |  | Southern California Edison Co | 17609 | CA | 66
17609 | Southern California Edison Co | 328 | Borel | Hwy178 Sequoia Nat'l Forest | Lake Isabella | CA | 93240 | Kern | 35.5881 | -118.5248 | WECC | CISO | California Independent System Operator | Kern River | 22 | RE | 1 | Electric Utility |  | N |  | N |  | N |  |  | X |  | Southern California Edison Co | 17609 | CA | 66
15908 | NRG California South LP | 329 | Coolwater | 37000 Santa Fe Street | Daggett | CA | 92327 | San Bernardino | 34.8606 | -116.8539 | WECC | CISO | California Independent System Operator | Wells | 22 | NR | 2 | IPP Non-CHP |  | N |  | N |  | Y | 98-26-000 | N | X |  | Southern California Edison Co | 17609 | CA | 220 | 115 |  | Kern-Mojave
13584 | NRG El Segundo Operations Inc | 330 | El Segundo Power | 301 Vista Del Mar | El Segundo | CA | 90245 | Los Angeles | 33.9098 | -118.4242 | WECC | CISO | California Independent System Operator | Pacific Ocean | 22 | NR | 2 | IPP Non-CHP |  | N |  | N |  | N |  | N | X |  | Southern California Edison Co | 17609 | CA | 220 |  |  | Southern California Gas/SEMPRA
15908 | NRG California South LP | 331 | Etiwanda Generating Station | 8996 Etiwanda Road | Rancho Cucamonga | CA | 91739 | San Bernardino | 34.0912 | -117.5266 | WECC | CISO | California Independent System Operator | Wells | 22 | NR | 2 | IPP Non-CHP |  | N |  | N |  | Y | 98-25-000 | N | X |  | Southern California Edison Co | 17609 | CA | 220 |  |  | Southern California Gas Co.
17609 | Southern California Edison Co | 332 | Fontana | 3165 N. Riverside | Rialto | CA | 92336 | San Bernardino | 34.1552 | -117.3971 | WECC | CISO | California Independent System Operator | Lytle Creek | 22 | RE | 1 | Electric Utility |  | N |  | N |  | N |  |  | X |  | Southern California Edison Co | 17609 | CA | 12
23693 | AES Huntington Beach LLC | 335 | AES Huntington Beach LLC | 21730 Newland Street | Huntington Beach | CA | 92646 | Orange | 33.6439 | -117.9792 | WECC | CISO | California Independent System Operator | Pacific Ocean | 22 | NR | 2 | IPP Non-CHP |  | N |  | N |  | N |  |  | X |  | Southern California Edison Co | 17609 | CA | 220 |  |  | Southern California Gas Company
17609 | Southern California Edison Co | 336 | Kaweah 2 | Kaweah River Drive | Three Rivers | CA | 93271 | Tulare | 36.4613 | -118.8799 | WECC | CISO | California Independent System Operator | Mid & Marble Forks Kaweah Rive | 22 | RE | 1 | Electric Utility |  | N |  | N |  | N |  |  | X |  | Southern California Edison Co | 17609 | CA | 66
17609 | Southern California Edison Co | 337 | Kaweah 1 | 44511 Sierra Drive | Three Rivers | CA | 93271 | Tulare | 36.4651 | -118.862 | WECC | CISO | California Independent System Operator | East Fork Kaweah River | 22 | RE | 1 | Electric Utility |  | N |  | N |  | N |  |  | X |  | Southern California Edison Co | 17609 | CA | 66
17609 | Southern California Edison Co | 338 | Kaweah 3 | Kaweah River Drive | Three Rivers | CA | 93271 | Tulare | 36.4861 | -118.8356 | WECC | CISO | California Independent System Operator | Mid & Marble Forks Kaweah Rive | 22 | RE | 1 | Electric Utility |  | N |  | N |  | N |  |  | X |  | Southern California Edison Co | 17609 | CA | 66
17609 | Southern California Edison Co | 339 | Kern River 3 | 15115 Sierra Way | Kernville | CA | 93238 | Kern | 35.7762 | -118.4362 | WECC | CISO | California Independent System Operator | Kern River | 22 | RE | 1 | Electric Utility |  | N |  | N |  | N |  |  | X |  | Southern California Edison Co | 17609 | CA | 66
17609 | Southern California Edison Co | 340 | Kern River 1 | Hwy178 Sequoia Nat'l Forest | Bakersfield | CA | 93301 | KERN | 35.4603 | -118.7796 | WECC | CISO | California Independent System Operator | Kern River | 22 | RE | 1 | Electric Utility |  | N |  | N |  | N |  |  | X |  | Southern California Edison Co | 17609 | CA | 66
13584 | NRG El Segundo Operations Inc | 341 | Long Beach Generation LLC | 2665 Pier "S" Lane | Long Beach | CA | 90802 | Los Angeles | 33.7641 | -118.2248 | WECC | CISO | California Independent System Operator |  | 22 | NR | 2 | IPP Non-CHP |  | N |  | N |  | N |  | N | X |  | Southern California Edison Co | 17609 | CA | 66 |  |  | Southern California Gas (SEMPRA)
17609 | Southern California Edison Co | 342 | Lundy | 9 miles N. of Lee Vining | Lee Vining | CA | 93541 | Mono | 38.0427 | -119.172 | WECC | CISO | California Independent System Operator | Mill Creek | 22 | RE | 1 | Electric Utility |  | N |  | N |  | N |  |  | X |  | Southern California Edison Co | 17609 | CA | 55
17609 | Southern California Edison Co | 344 | Mammoth Pool | Sierra National Forest | North Fork | CA | 93643 | Madera | 37.2203 | -119.338 | WECC | CISO | California Independent System Operator | San Joaquin River | 22 | RE | 1 | Electric Utility |  | N |  | N |  | N |  |  | X |  | Southern California Edison Co | 17609 | CA | 220
15908 | NRG California South LP | 345 | Mandalay | 393 N. Harbor Blvd | Oxnard | CA | 93035 | Ventura | 34.2067 | -119.2511 | WECC | CISO | California Independent System Operator | Pacific Ocean | 22 | NR | 2 | IPP Non-CHP |  | N |  | N |  | Y | 98-23-000, 08-1-000 | N | X |  | Southern California Edison Co | 17609 | CA | 220 |  |  | Southern California Gas Co.
15908 | NRG California South LP | 350 | Ormond Beach | 6635 S. Edison Drive | Oxnard | CA | 93033 | Ventura | 34.1292 | -119.1689 | WECC | CISO | California Independent System Operator | Pacific Ocean | 22 | NR | 2 | IPP Non-CHP |  | N |  | N |  | Y | 98-93-000, 07-23-000 | N | X |  | Southern California Edison Co | 17609 | CA | 220 |  |  | SoCalGas Gas Transmission Line L-324.
17609 | Southern California Edison Co | 353 | Poole | Inyo National Forest | Lee Vining | CA | 93541 | Mono | 37.9442 | -119.2161 | WECC | CISO | California Independent System Operator | Lee Vining Creek | 22 | RE | 1 | Electric Utility |  | N |  | N |  | N |  |  | X |  | Southern California Edison Co | 17609 | CA | 12
17609 | Southern California Edison Co | 354 | Portal | Hwy168 Sierra Nat'l Forest | Lakeshore | CA | 93634 | Fresno | 37.257 | -119.1589 | WECC | CISO | California Independent System Operator | Portal Forebay | 22 | RE | 1 | Electric Utility |  | N |  | N |  | N |  |  | X |  | Southern California Edison Co | 17609 | CA | 33
22484 | AES Redondo Beach LLC | 356 | AES Redondo Beach LLC | 1100 N. Harbor Drive | Redondo Beach | CA | 90277 | Los Angeles | 33.8504 | -118.395 | WECC | CISO | California Independent System Operator | Pacific Ocean | 22 | NR | 2 | IPP Non-CHP |  | N |  | N |  | Y | 98-57-000 | N | X |  | Southern California Edison Co | 17609 | CA | 220 |  |  | Southern California Gas Company
17609 | Southern California Edison Co | 357 | Rush Creek | June Lake Loop Sierra Ntnl For | June lake | CA | 93529 | Mono | 37.767 | -119.1233 | WECC | CISO | California Independent System Operator | Rush Creek | 22 | RE | 1 | Electric Utility |  | N |  | N |  | N |  |  | X |  | Southern California Edison Co | 17609 | CA | 115
17609 | Southern California Edison Co | 358 | Mountainview Generating Station | 2492 West San Bernardino Ave. | Redlands | CA | 92374 | San Bernardino | 34.0818 | -117.2418 | WECC | CISO | California Independent System Operator | Wells | 22 | RE | 1 | Electric Utility |  | N |  | N |  | Y | 98-4301-000 |  | X |  | Southern California Edison Co | 17609 | CA | 220 |  |  | Southern California Gas Pipeline
17609 | Southern California Edison Co | 360 | San Onofre Nuclear Generating Station | 5000 Pacific Coast Highway | San Clemente | CA | 92672 | San Diego | 33.3688 | -117.5549 | WECC | CISO | California Independent System Operator | Pacific Ocean | 22 | RE | 1 | Electric Utility |  | N |  | N |  | N |  |  | X |  | Southern California Edison Co | 17609 | CA | 220
17609 | Southern California Edison Co | 361 | Santa Ana 1 | San Barnardino National Forest | Highlands | CA | 92346 | San Bernardino | 34.1452 | -117.0585 | WECC | CISO | California Independent System Operator | Santa Ana River | 22 | RE | 1 | Electric Utility |  | N |  | N |  | N |  |  | X |  | Southern California Edison Co | 17609 | CA | 33
17609 | Southern California Edison Co | 363 | Santa Ana 3 | San Bernardino National Forest | Highlands | CA | 92346 | San Bernardino | 34.1072 | -117.0991 | WECC | CISO | California Independent System Operator | Santa Ana River | 22 | RE | 1 | Electric Utility |  | N |  | N |  | N |  |  | X |  | Southern California Edison Co | 17609 | CA | 33
17609 | Southern California Edison Co | 365 | Lower Tule River | Hwy190 Sequoia National Forest | Springdale | CA | 93265 | Tulare | 36.1357 | -118.7889 | WECC | CISO | California Independent System Operator | Tule River | 22 | RE | 1 | Electric Utility |  | N |  | N |  | N |  |  | X |  | Southern California Edison Co | 17609 | CA | 66
20160 | Energy Northwest | 371 | Columbia Generating Station | PO Box 968 | Richland | WA | 99352 | Benton | 46.4711 | -119.3339 | WECC | BPAT | Bonneville Power Administration | Columbia River | 22 | RE | 1 | Electric Utility |  | N |  | N |  | N |  | N | X |  | Bonneville Power Administration | 1738 | WA | 500
2507 | City of Burbank Water and Power | 375 | Magnolia | 164 West Magnolia Blvd | Burbank | CA | 91502 | Los Angeles | 34.1781 | -118.3156 | WECC |  |  | Municipality | 22 | RE | 1 | Electric Utility |  | N |  | N |  | N |  |  | X
5571 | East Bay Municipal Util Dist | 376 | Pardee | Pardee Dam Road at Mokelumne R | Valley Spings | CA | 95252 | Calaveras | 38.2569 | -120.8507 | WECC | CISO | California Independent System Operator | Pardee Reservoir | 22 | RE | 1 | Electric Utility |  | N |  | Y | 98-53-000 | N |  | N | X |  | Pacific Gas & Electric Co | 14328 | CA | 60
7294 | City of Glendale - (CA) | 377 | Grayson | 800 Air Way | Glendale | CA | 91201 | Los Angeles | 34.1556 | -118.2782 | WECC | LDWP | Los Angeles Department of Water and Power | Municipality | 22 | RE | 1 | Electric Utility |  | N |  | N |  | N |  | N | X |  | Los Angeles Department of Water & Power | 11208 | CA | 230 |  |  | Southern California Gas Company
12647 | ALLETE, Inc. | 378 | Prairie River | County Rd 61 | Grand Rapids | MN | 55744 | Itasca | 47.2872 | -93.4983 | MRO | MISO | Midcontinent Independent Transmission System Operator, Inc.. | Prairie River | 22 | RE | 1 | Electric Utility |  | N |  | N |  | N |  |  | X |  | ALLETE, Inc. | 12647 | MN | 23
16612 | City & County of San Francisco | 380 | Dion R Holm | Cherry Lake Road | Groveland | CA | 95321 | Tuolumne | 37.8966 | -119.9675 | WECC | CISO | California Independent System Operator | Cherry Reservoir | 22 | RE | 1 | Electric Utility |  | N |  | N |  | N |  |  | X |  | Pacific Gas & Electric Co | 14328 | CA | 230
16612 | City & County of San Francisco | 381 | Moccasin | Hwy 120-49 junction | Moccasin | CA | 95347 | Tuolumne | 37.8094 | -120.2993 | WECC | CISO | California Independent System Operator | Priest Reservoir | 22 | RE | 1 | Electric Utility |  | N |  | N |  | N |  |  | X |  | Pacific Gas & Electric Co | 14328 | CA | 115 | 230
16612 | City & County of San Francisco | 382 | R C Kirkwood | Cherry Lake Road | Groveland | CA | 95321 | Tuolumne | 37.8777 | -119.9532 | WECC | CISO | California Independent System Operator | Hetch Hetchy Reservoir | 22 | RE | 1 | Electric Utility |  | N |  | N |  | N |  |  | X |  | Pacific Gas & Electric Co | 14328 | CA | 230
9216 | Imperial Irrigation District | 383 | Brawley | 475 Dogwood Rd. | Brawley | CA | 92227 | Imperial | 32.9689 | -115.5344 | WECC | IID | Imperial Irrigation District | Municipality | 22 | RE | 1 | Electric Utility |  | N |  | N |  | N |  |  | X |  | Imperial Irrigation District | 9216 | CA | 92
12384 | Midwest Generations EME LLC | 384 | Joliet 29 | 1800 Channahon Rd | Joliet | IL | 60436 | Will | 41.4946 | -88.1238 | RFC | PJM | PJM Interconnection, LLC | Desplaines River | 22 | NR | 2 | IPP Non-CHP |  | N |  | N |  | Y | 99-224-000 | Y | N | OP | Commonwealth Edison Co | 4110 | IL | 345 |  |  | Nicor Gas
9216 | Imperial Irrigation District | 385 | Drop 2 (CA) | Interstate 8 | Holtville | CA | 92250 | Imperial | 32.7054 | -115.031 | WECC | IID | Imperial Irrigation District | Canal Filtered | 22 | RE | 1 | Electric Utility |  | N |  | N |  | N |  | N | X |  | Imperial Irrigation District | 9216 | CA | 92
9216 | Imperial Irrigation District | 386 | Drop 3 (CA) | Interstate 8 | Holtville | CA | 92250 | Imperial | 32.7054 | -115.1261 | WECC | IID | Imperial Irrigation District | Well & Canal Filtered | 22 | RE | 1 | Electric Utility |  | N |  | N |  | N |  | N | X |  | Imperial Irrigation District | 9216 | CA | 92
9216 | Imperial Irrigation District | 387 | Drop 4 | 3675 E. Highway 98 | Holtville | CA | 92250 | Imperial | 32.7053 | -115.2191 | WECC | IID | Imperial Irrigation District | Well & Canal Filtered | 22 | RE | 1 | Electric Utility |  | N |  | N |  | N |  |  | X |  | Imperial Irrigation District | 9216 | CA | 92
9216 | Imperial Irrigation District | 388 | Pilot Knob | 450 Algodones Rd. | Winterhaven | CA | 92283 | Imperial | 32.7366 | -114.7139 | WECC | IID | Imperial Irrigation District | Canal Filtered | 22 | RE | 1 | Electric Utility |  | N |  | N |  | N |  | N | X |  | Imperial Irrigation District | 9216 | CA | 92
9216 | Imperial Irrigation District | 389 | El Centro | 485 E. Villa Avenue | El Centro | CA | 92243 | Imperial | 32.8022 | -115.54 | WECC | IID | Imperial Irrigation District | Dogwood Canal | 22 | RE | 1 | Electric Utility |  | N |  | N |  | N |  | N | X |  | Imperial Irrigation District | 9216 | CA | 92 |  |  | Southern California Gas Company L-6914, L6918, L6000
4329 | Copper Valley Elec Assn, Inc | 390 | Solomon Gulch | 1455 Dayville road | Valdez | AK | 99686 | Valdez Cordova | 61.0828 | -146.3033 | ASCC |  |  | Solomon Lake | 22 | RE | 1 | Electric Utility |  | N |  | N |  | N |  | N | X |  | Copper Valley Elec Assn, Inc | 4329 | AK | 14.4 | 138
11208 | Los Angeles Department of Water & Power | 391 | Big Pine Creek | 400 Cone Rd. | Big Pine | CA | 93513 | Inyo | 37.1428 | -118.3241 | WECC | LDWP | Los Angeles Department of Water and Power | Big Pine Creek | 22 | RE | 1 | Electric Utility |  | N |  | N |  | N |  | N | X |  | Los Angeles Department of Water & Power | 11208 | CA | 34.5
11208 | Los Angeles Department of Water & Power | 392 | Castaic | 37700 Templin Hwy | Castaic | CA | 91384 | Los Angeles | 34.5872 | -118.6566 | WECC | LDWP | Los Angeles Department of Water and Power | Pyramid Lake California Aquedu | 22 | RE | 1 | Electric Utility |  | N |  | N |  | N |  | N | X |  | Los Angeles Department of Water & Power | 11208 | CA | 230
11208 | Los Angeles Department of Water & Power | 393 | Control Gorge | 1501 Gorge Rd. | Bishop | CA | 93514 | Inyo | 37.4379 | -118.557 | WECC | LDWP | Los Angeles Department of Water and Power | Middle Gorge Tailbay | 22 | RE | 1 | Electric Utility |  | N |  | N |  | N |  | N | X |  | Los Angeles Department of Water & Power | 11208 | CA | 230 | 34.5
11208 | Los Angeles Department of Water & Power | 394 | Cottonwood | 651 Power House Rd. | Lone Pine | CA | 93545 | Inyo | 36.4434 | -118.0439 | WECC | LDWP | Los Angeles Department of Water and Power | Cottonwood Creek | 22 | RE | 1 | Electric Utility |  | N |  | N |  | N |  | N | X |  | Los Angeles Department of Water & Power | 11208 | CA | 34.5
11208 | Los Angeles Department of Water & Power | 396 | Foothill | 14351 San Fernando Rd. | San Fernando | CA | 91342 | Los Angeles | 34.3182 | -118.4944 | WECC | LDWP | Los Angeles Department of Water and Power | Los Angeles Aqueduct | 22 | RE | 1 | Electric Utility |  | N |  | N |  | N |  | N | X |  | Los Angeles Department of Water & Power | 11208 | CA | 34.5
11208 | Los Angeles Department of Water & Power | 397 | Franklin (CA) | 1298 N. Beverley Dr. | Beverley Hills | CA | 90210 | Los Angeles | 34.1039 | -118.4134 | WECC | LDWP | Los Angeles Department of Water and Power | Municipality | 22 | RE | 1 | Electric Utility |  | N |  | N |  | N |  | N | X |  | Los Angeles Department of Water & Power | 11208 | CA | 4.8
11208 | Los Angeles Department of Water & Power | 398 | Haiwee | 3401 S. Haiwee Rd. | Olancha | CA | 93549 | Inyo | 36.1097 | -117.9567 | WECC | LDWP | Los Angeles Department of Water and Power | Los Angeles Aqueduct | 22 | RE | 1 | Electric Utility |  | N |  | N |  | N |  | N | X |  | Los Angeles Department of Water & Power | 11208 | CA | 34.5
11208 | Los Angeles Department of Water & Power | 399 | Harbor | 161 N. Island Ave. | Wilmington | CA | 90744 | Los Angeles | 33.7856 | -118.2644 | WECC | LDWP | Los Angeles Department of Water and Power | Pacific Ocean | 22 | RE | 1 | Electric Utility |  | N |  | N |  | N |  | N | X |  | Los Angeles Department of Water & Power | 11208 | CA | 230 |  |  | Southern California Gas Company
11208 | Los Angeles Department of Water & Power | 400 | Haynes | 6801 E. 2nd St. | Long Beach | CA | 90803 | Los Angeles | 33.7647 | -118.0991 | WECC | LDWP | Los Angeles Department of Water and Power | Pacific Ocean | 22 | RE | 1 | Electric Utility |  | N |  | N |  | N |  | N | X |  | Los Angeles Department of Water & Power | 11208 | CA | 230 |  |  | Southern California Gas Company
11208 | Los Angeles Department of Water & Power | 401 | Middle Gorge | 1501 Gorge Rd. | Bishop | CA | 93514 | Mono | 37.51 | -118.5692 | WECC | LDWP | Los Angeles Department of Water and Power | Upper Gorge Tailbay | 22 | RE | 1 | Electric Utility |  | N |  | N |  | N |  | N | X |  | Los Angeles Department of Water & Power | 11208 | CA | 230
11208 | Los Angeles Department of Water & Power | 402 | Pleasant Valley Hydro | (unnamed road) | Bishop | CA | 93514 | Inyo | 37.4142 | -118.5239 | WECC | LDWP | Los Angeles Department of Water and Power | Pleasant Valley Reservoir | 22 | RE | 1 | Electric Utility |  | N |  | N |  | N |  | N | X |  | Los Angeles Department of Water & Power | 11208 | CA | 34.5
11208 | Los Angeles Department of Water & Power | 403 | San Fernando | 14031 San Fernando Rd. | San Fernando | CA | 91342 | Los Angeles | 34.2605 | -118.3855 | WECC | LDWP | Los Angeles Department of Water and Power | Los Angeles Aqueduct | 22 | RE | 1 | Electric Utility |  | N |  | N |  | N |  | N | X |  | Los Angeles Department of Water & Power | 11208 | CA | 34.5
11208 | Los Angeles Department of Water & Power | 404 | Scattergood | 12700 Vista Del Mar | Playa Dal Ray | CA | 90293 | Los Angeles | 33.9182 | -118.4276 | WECC | LDWP | Los Angeles Department of Water and Power | Pacific Ocean | 22 | RE | 1 | Electric Utility |  | N |  | N |  | N |  | N | X |  | Los Angeles Department of Water & Power | 11208 | CA | 230 |  |  | Southern California Gas Company
219 | Alaska Power and Telephone Co | 406 | Tok | Milepost 1314 AK Hwy | Tok | AK | 99780 | Southeast Fairbanks | 63.3355 | -143 | ASCC |  |  | Well | 22 | RE | 1 | Electric Utility |  | N |  | N |  | N |  | N | X |  | Alaska Power and Telephone Co | 219 | AK | 12.47
11208 | Los Angeles Department of Water & Power | 407 | Upper Gorge | 1501 Gorge Rd. | Bishop | CA | 93514 | Mono | 37.546 | -118.59 | WECC | LDWP | Los Angeles Department of Water and Power | Lake Crowley | 22 | RE | 1 | Electric Utility |  | N |  | N |  | N |  | N | X |  | Los Angeles Department of Water & Power | 11208 | CA | 230
11208 | Los Angeles Department of Water & Power | 408 | Valley (CA) | 11801 Sheldon St. | Sun Valley | CA | 91352 | Los Angeles | 34.245 | -118.3913 | WECC | LDWP | Los Angeles Department of Water and Power | Municipality | 22 | RE | 1 | Electric Utility |  | N |  | N |  | N |  | N | X |  | Los Angeles Department of Water & Power | 11208 | CA | 230 |  |  | Southern California Gas Compnay
12312 | Merced Irrigation District | 409 | Exchequer | 9188 Village Drive | Snelling | CA | 95369 | Mariposa | 37.5843 | -120.2686 | WECC | CISO | California Independent System Operator | Lake Mcclure-Merced River | 22 | NR | 2 | IPP Non-CHP |  | N |  | N |  | N |  |  | X |  | Pacific Gas & Electric Co | 14328 | CA | 115
12312 | Merced Irrigation District | 410 | McSwain | 7912 Lake McClure Road | Snelling | CA | 95369 | Mariposa | 37.5221 | -120.3101 | WECC | CISO | California Independent System Operator | Lake Mcswain-Merced River | 22 | NR | 2 | IPP Non-CHP |  | N |  | N |  | N |  |  | X |  | Pacific Gas & Electric Co | 14328 | CA | 70
13402 | Nevada Irrigation District | 412 | Chicago Park | 24199 Lowell Hill Rd | Colfax | CA | 95713 | Nevada | 39.1779 | -120.8909 | WECC | CISO | California Independent System Operator | Bear River | 22 | NR | 2 | IPP Non-CHP |  | N |  | N |  | N |  | N | X |  | Pacific Gas & Electric Co | 14328 | CA | 115
13402 | Nevada Irrigation District | 413 | Dutch Flat 2 | Diggins Road | Dutch Flat | CA | 95714 | Nevada | 39.2184 | -120.8352 | WECC | CISO | California Independent System Operator | Bear River | 22 | NR | 2 | IPP Non-CHP |  | N |  | N |  | N |  | N | X |  | Pacific Gas & Electric Co | 14328 | CA | 115
13935 | Oakdale&South San Joaquin Irrigation D. | 414 | Beardsley | None | None | CA | 95364 | Tuolumne | 38.2026 | -120.077 | WECC | CISO | California Independent System Operator | Stanislaus River | 22 | NR | 2 | IPP Non-CHP |  | N |  | N |  | N |  | N | X |  | Pacific Gas & Electric Co | 14328 | CA | 115
13935 | Oakdale&South San Joaquin Irrigation D. | 415 | Donnells | None | None | CA | 95364 | Tuolumne | 38.2467 | -120.0341 | WECC | CISO | California Independent System Operator | Stanislaus River | 22 | NR | 2 | IPP Non-CHP |  | N |  | N |  | N |  | N | X |  | Pacific Gas & Electric Co | 14328 | CA | 115
13935 | Oakdale&South San Joaquin Irrigation D. | 416 | Tulloch | Tulloch Dam Road | Jamestown | CA | 95370 | Tuolumne | 37.8761 | -120.605 | WECC | CISO | California Independent System Operator | Stanislaus River | 22 | NR | 2 | IPP Non-CHP |  | N |  | N |  | N |  | N | X |  | Pacific Gas & Electric Co | 14328 | CA | 115
14191 | South Feather Water and Power Agency | 417 | Forbestown | Ponderosa Way | Forbestown | CA | 95941 | Butte | 39.551 | -121.2788 | WECC | CISO | California Independent System Operator | South Fork Feather River | 22 | RE | 1 | Electric Utility |  | N |  | N |  | N |  | N | X |  | Pacific Gas & Electric Co | 14328 | CA | 115
14191 | South Feather Water and Power Agency | 418 | Kelly Ridge | Oroville Dam Blvd | Oroville | CA | 95965 | Butte | 39.5318 | -121.4912 | WECC | CISO | California Independent System Operator | South Fork Feather River | 22 | RE | 1 | Electric Utility |  | N |  | N |  | N |  | N | X |  | Pacific Gas & Electric Co | 14328 | CA | 60
14191 | South Feather Water and Power Agency | 419 | Woodleaf | Forbestown Dam Road | Forbestown | CA | 95941 | Butte | 39.5538 | -121.2041 | WECC | CISO | California Independent System Operator | South Fork Feather River | 22 | RE | 1 | Electric Utility |  | N |  | N |  | N |  | N | X |  | Pacific Gas & Electric Co | 14328 | CA | 115
14534 | City of Pasadena - (CA) | 420 | Broadway (CA) | 85 East State Street | Pasadena | CA | 91105 | Los Angeles | 34.1254 | -118.148 | WECC | CISO | California Independent System Operator | Municipality | 22 | RE | 1 | Electric Utility |  | N |  | N |  | N |  |  | X |  | City of Pasadena - (CA) | 14534 | CA | 34 |  |  | SoCal Gas Company
219 | Alaska Power and Telephone Co | 421 | Craig (AK) | 401 7th Street | Craig | AK | 99921 | Prince of Wales Ketchikan | 55.4769 | -133.1487 | ASCC |  |  | Municipality | 22 | RE | 1 | Electric Utility |  | N |  | N |  | N |  | N | X |  | Alaska Power and Telephone Co | 219 | AK | 12.47
14534 | City of Pasadena - (CA) | 422 | Glenarm | 43 East State Street | Pasadena | CA | 91105 | Los Angeles | 34.126 | -118.1494 | WECC | CISO | California Independent System Operator | Municipality | 22 | RE | 1 | Electric Utility |  | N |  | N |  | N |  |  | X |  | City of Pasadena - (CA) | 14534 | CA | 34 |  |  | SoCal Gas Company
219 | Alaska Power and Telephone Co | 423 | Hydaburg | 105 Hyda Street | Prince of Wales | AK | 99922 | Prince of Wales Ketchikan | 55.2049 | -132.8214 | ASCC |  |  |  | 22 | RE | 1 | Electric Utility |  | N |  | N |  | N |  | N | X |  | Alaska Power and Telephone Co | 219 | AK | 2.4
15127 | Placer County Water Agency | 424 | French Meadows | NW side of Hell Hole Reservoir | Foresthill | CA | 95631 | Placer | 39.078 | -120.4061 | WECC | CISO | California Independent System Operator | Middle Fork American River | 22 | RE | 1 | Electric Utility |  | N |  | N |  | N |  |  | X |  | Pacific Gas & Electric Co | 14328 | CA | 60
15127 | Placer County Water Agency | 425 | Middle Fork | 5000 Mosquito Ridge Rd. | Foresthill | CA | 95631 | Placer | 39.0248 | -120.5964 | WECC | CISO | California Independent System Operator | Rubicon River | 22 | RE | 1 | Electric Utility |  | N |  | N |  | N |  |  | X |  | Pacific Gas & Electric Co | 14328 | CA | 230
15127 | Placer County Water Agency | 426 | Oxbow (CA) | 9200 Blacksmith Rd. | Foresthill | CA | 95631 | Placer | 39.0034 | -120.7467 | WECC | CISO | California Independent System Operator | Middle Fork American River | 22 | RE | 1 | Electric Utility |  | N |  | N |  | N |  |  | X |  | Pacific Gas & Electric Co | 14328 | CA | 60
15127 | Placer County Water Agency | 427 | Ralston | 9600 Blacksmith Flat Rd. | Foresthill | CA | 95631 | Placer | 39.001 | -120.7251 | WECC | CISO | California Independent System Operator | Rubicon River | 22 | RE | 1 | Electric Utility |  | N |  | N |  | N |  |  | X |  | Pacific Gas & Electric Co | 14328 | CA | 230
12312 | Merced Irrigation District | 428 | Parker | hwy 59 on Merced/Snelling road | Snelling | CA | 95344 | Merced | 37.4778 | -120.4445 | WECC | CISO | California Independent System Operator | Main Canal | 22 | NR | 2 | IPP Non-CHP |  | N |  | N |  | N |  |  | X |  | Pacific Gas & Electric Co | 14328 | CA | 12
16534 | Sacramento Municipal Util Dist | 430 | Camino | Highway 50 | Camino | CA | 95726 | El Dorado | 38.8288 | -120.5371 | WECC | BANC | Balancing Authority of Northern California | Silver Creek | 22 | RE | 1 | Electric Utility |  | N |  | N |  | N |  | N | X |  | Sacramento Municipal Util Dist | 16534 | CA | 230
16534 | Sacramento Municipal Util Dist | 431 | Jaybird | Highway 50 | Camino | CA | 95725 | El Dorado | 38.834 | -120.5318 | WECC | BANC | Balancing Authority of Northern California | Silver Creek | 22 | RE | 1 | Electric Utility |  | N |  | N |  | N |  | N | X |  | Sacramento Municipal Util Dist | 16534 | CA | 230
16534 | Sacramento Municipal Util Dist | 432 | Loon Lake | Ice House Rd | Fresh Pond | CA | 95726 | El Dorado | 38.9827 | -120.3245 | WECC | BANC | Balancing Authority of Northern California | Gerle Creek | 22 | RE | 1 | Electric Utility |  | N |  | N |  | N |  | N | X |  | Sacramento Municipal Util Dist | 16534 | CA | 69
16534 | Sacramento Municipal Util Dist | 433 | Robbs Peak | Ice House Rd | Fresh Pond | CA | 95726 | El Dorado | 38.8965 | -120.3783 | WECC | BANC | Balancing Authority of Northern California | South Fork Rubicon | 22 | RE | 1 | Electric Utility |  | N |  | N |  | N |  | N | X |  | Sacramento Municipal Util Dist | 16534 | CA | 69
16534 | Sacramento Municipal Util Dist | 435 | White Rock/Slab Creek | Highway 50 | Placerville | CA | 95709 | El Dorado | 38.7653 | -120.7874 | WECC | BANC | Balancing Authority of Northern California | South Fork American River | 22 | RE | 1 | Electric Utility |  | N |  | N |  | N |  | N | X |  | Sacramento Municipal Util Dist | 16534 | CA | 230
3255 | California Dept. of Water Resources | 436 | Devil Canyon | 6900 Devil Canyon Rd. | San Bernardino | CA | 92407 | San Bernardino | 34.2056 | -117.3344 | WECC | CISO | California Independent System Operator | Water From Penstocks Ca Aquedu | 22 | RE | 1 | Electric Utility |  | N |  | N |  | N |  |  | X |  | Southern California Edison Co | 17609 | CA | 115
3255 | California Dept. of Water Resources | 437 | Edward C Hyatt | 460 Glen Dr. | Oroville | CA | 95966 | Butte | 39.543 | -121.4922 | WECC | CISO | California Independent System Operator | Water From Penstocks Oroville | 22 | RE | 1 | Electric Utility |  | N |  | N |  | N |  |  | X |  | Pacific Gas & Electric Co | 14328 | CA | 230
3255 | California Dept. of Water Resources | 438 | Thermalito | 460 Glen Dr. | Oroville | CA | 95966 | Butte | 39.5149 | -121.6301 | WECC | CISO | California Independent System Operator | Wtr Fr Penstocks Thermal Foreb | 22 | RE | 1 | Electric Utility |  | N |  | N |  | N |  |  | X |  | Pacific Gas & Electric Co | 14328 | CA | 230
19281 | Turlock Irrigation District | 439 | Don Pedro | 21 Bonds Flat Road | La Grange | CA | 95329 | Tuolumne | 37.696 | -120.4202 | WECC | TIDC | Turlock Irrigation District | Tuolumne River | 22 | RE | 1 | Electric Utility |  | N |  | N |  | N |  | N | X |  | Turlock Irrigation District | 19281 | CA | 69
19281 | Turlock Irrigation District | 440 | La Grange | 1249 La Grange Dam Road | La Grange | CA | 95329 | Stanislaus | 37.6697 | -120.4436 | WECC | TIDC | Turlock Irrigation District | Tuolumne River | 22 | RE | 1 | Electric Utility |  | N |  | N |  | N |  | N | X |  | Turlock Irrigation District | 19281 | CA | 69
2518 | U S Bureau of Reclamation | 441 | Folsom | N/A | Folsom | CA | 95630 | Sacramento | 38.7067 | -121.1584 | WECC | WALC | Western Area Power Administration - Desert Southwest Region | American River | 22 | RE | 1 | Electric Utility |  | N |  | N |  | N |  |  | X |  | WAPA-- Western Area Power Administration | 27000 | CA | 230
2518 | U S Bureau of Reclamation | 442 | Judge F Carr | N/A | French Gulch | CA | 96003 | Shasta | 40.6469 | -122.627 | WECC | WALC | Western Area Power Administration - Desert Southwest Region | Trinity River | 22 | RE | 1 | Electric Utility |  | N |  | N |  | N |  |  | X |  | WAPA-- Western Area Power Administration | 27000 | CA | 230
2518 | U S Bureau of Reclamation | 443 | Keswick | N/A | Redding | CA | 96003 | Shasta | 40.6119 | -122.4464 | WECC | WALC | Western Area Power Administration - Desert Southwest Region | Sacramento River | 22 | RE | 1 | Electric Utility |  | N |  | N |  | N |  |  | X |  | WAPA-- Western Area Power Administration | 27000 | CA | 230
2518 | U S Bureau of Reclamation | 444 | Nimbus | N/A | Folsom | CA | 95630 | Sacramento | 38.6373 | -121.2202 | WECC | WALC | Western Area Power Administration - Desert Southwest Region | American River | 22 | RE | 1 | Electric Utility |  | N |  | N |  | N |  |  | X |  | WAPA-- Western Area Power Administration | 27000 | CA | 115
2518 | U S Bureau of Reclamation | 445 | Shasta | n/a | Redding | CA | 96003 | Shasta | 40.7175 | -122.4223 | WECC | WALC | Western Area Power Administration - Desert Southwest Region | Sacramento River | 22 | RE | 1 | Electric Utility |  | N |  | N |  | N |  |  | X |  | WAPA-- Western Area Power Administration | 27000 | CA | 230
2518 | U S Bureau of Reclamation | 446 | ONeill | n/a | Los Banos | CA | 95376 | Merced | 37.0987 | -121.0477 | WECC | WALC | Western Area Power Administration - Desert Southwest Region | O'Neill Forebay - San Luis Cre | 22 | RE | 1 | Electric Utility |  | N |  | N |  | N |  |  | X |  | WAPA-- Western Area Power Administration | 27000 | CA | 72.5
2518 | U S Bureau of Reclamation | 447 | Parker Dam | n/a | Parker | CA | 92267 | San Bernardino | 34.2953 | -114.1402 | WECC | WALC | Western Area Power Administration - Desert Southwest Region | Colorado River | 22 | RE | 1 | Electric Utility |  | N |  | N |  | N |  |  | X |  | WAPA-- Western Area Power Administration | 27000 | CA | 161
3255 | California Dept. of Water Resources | 448 | W R Gianelli | 31770 Gonzaga Rd. | Gustine | CA | 95322 | Merced | 37.0692 | -121.0772 | WECC | CISO | California Independent System Operator | Wtr Fr Penstocks San Luis Res | 22 | RE | 1 | Electric Utility |  | N |  | N |  | N |  |  | X |  | Pacific Gas & Electric Co | 14328 | CA | 230
2518 | U S Bureau of Reclamation | 450 | Spring Creek | n/a | Redding | CA | 96003 | Shasta | 40.6281 | -122.4675 | WECC | WALC | Western Area Power Administration - Desert Southwest Region | Whiskey Town Reservoir-Clear C | 22 | RE | 1 | Electric Utility |  | N |  | N |  | N |  |  | X |  | WAPA-- Western Area Power Administration | 27000 | CA | 230
2518 | U S Bureau of Reclamation | 451 | Trinity | n/a | Weaverville | CA | 96003 | Trinity | 40.7973 | -122.7626 | WECC | WALC | Western Area Power Administration - Desert Southwest Region | Trinity River | 22 | RE | 1 | Electric Utility |  | N |  | N |  | N |  |  | X |  | WAPA-- Western Area Power Administration | 27000 | CA | 230
21140 | Yuba County Water Agency | 454 | Colgate | 12700 Lake Francis Rd | Dobbins | CA | 95935 | Yuba | 39.3308 | -121.1917 | WECC | CISO | California Independent System Operator | North Yuba River | 22 | RE | 1 | Electric Utility |  | N |  | N |  | N |  |  | X |  | Pacific Gas & Electric Co | 14328 | CA | 230
21140 | Yuba County Water Agency | 455 | Narrows 2 | 8764 Scott Forbes Road | Browns Valley | CA | 95918 | Yuba | 39.239 | -121.2704 | WECC | CISO | California Independent System Operator | Yuba River | 22 | RE | 1 | Electric Utility |  | N |  | N |  | N |  |  | X |  | Pacific Gas & Electric Co | 14328 | CA | 60
5969 | City of Escondido - (CA) | 457 | Bear Valley | 25130 Lake Wohlford Rd. | Escondido | CA | 92027 | San Diego | 33.1662 | -117.0166 | WECC | CISO | California Independent System Operator | Lake Wohlford | 22 | RE | 1 | Electric Utility |  | N |  | N |  | N |  | N | X |  | San Diego Gas & Electric Co | 16609 | CA | 12
56146 | Black Hills/Colorado Elec.Util | 460 | Pueblo | 105 S. Victoria | Pueblo | CO | 81003 | Pueblo | 38.2667 | -104.6144 | WECC | PSCO | Public Service Company of Colorado | Arkansas River | 22 | RE | 1 | Electric Utility |  | N |  | N |  | N |  | N | X |  | Black Hills/Colorado Elec.Util | 56146 | CO | 115 | 69 |  | No natural gas connected to this facility.
56146 | Black Hills/Colorado Elec.Util | 462 | W N Clark | 550 Hwy 50 West | Canon City | CO | 81212 | Fremont | 38.4344 | -105.25 | WECC | PSCO | Public Service Company of Colorado | Arkansas River | 22 | RE | 1 | Electric Utility |  | N |  | N |  | N |  | N | X |  | Black Hills/Colorado Elec.Util | 56146 | CO | 115
15466 | Public Service Co of Colorado | 464 | Alamosa | 8073 County Road 8 | Alamosa | CO | 81101 | Alamosa | 37.4594 | -105.8947 | WECC | PSCO | Public Service Company of Colorado |  | 22 | RE | 1 | Electric Utility |  | N |  | N |  | N |  | N | X |  | Public Service Co of Colorado | 15466 | CO | 115 | 69 |  | PSCO
15466 | Public Service Co of Colorado | 465 | Arapahoe | 2601 S. Platte River Dr. | Denver | CO | 80223 | Denver | 39.67 | -105.0028 | WECC | PSCO | Public Service Company of Colorado | South Platte River | 22 | RE | 1 | Electric Utility |  | N |  | N |  | N |  | Y | N | OS | Public Service Co of Colorado | 15466 | CO | 115 |  |  | PSCO
1994 | Boulder City of | 466 | Boulder Canyon Hydro | 37788 Boulder Canyon Drive | Boulder | CO | 80306 | Boulder | 40.0047 | -105.3325 | WECC | PSCO | Public Service Company of Colorado | Middle Boulder Creek | 22 | NR | 2 | IPP Non-CHP |  | N |  | N |  | N |  | N | X |  | Public Service Co of Colorado | 15466 | CO | 115
15466 | Public Service Co of Colorado | 467 | Cabin Creek | 5167 Guanella Pass Road | Georgetown | CO | 80444 | Clear Creek | 39.6551 | -105.7088 | WECC | PSCO | Public Service Company of Colorado | South Clear Creek | 22 | RE | 1 | Electric Utility |  | N |  | N |  | N |  | N | X |  | Public Service Co of Colorado | 15466 | CO | 230
15466 | Public Service Co of Colorado | 468 | Cameo | 4 mi E of Palisade on I-70 | Palisade | CO | 81526 | Mesa | 39.1278 | -108.3261 | WECC | PSCO | Public Service Company of Colorado | Colorado River | 22 | RE | 1 | Electric Utility |  | N |  | N |  | N |  | N | X |  | Public Service Co of Colorado | 15466 | CO | 69
15466 | Public Service Co of Colorado | 469 | Cherokee | 6198 Franklin St | denver | CO | 80216 | Adams | 39.8073 | -104.9645 | WECC | PSCO | Public Service Company of Colorado | South Platte River | 22 | RE | 1 | Electric Utility |  | N |  | N |  | N |  | Y | N | OP | Public Service Co of Colorado | 15466 | CO | 115 |  |  | PSCO
15466 | Public Service Co of Colorado | 470 | Comanche (CO) | 2005 Lime Rd. | Pueblo | CO | 81006 | Pueblo | 38.2081 | -104.5747 | WECC | WACM | Western Area Power Administration - Rocky Mountain Region | Arkansas River | 22 | RE | 1 | Electric Utility |  | N |  | N |  | N |  | Y | Y | OP | Public Service Co of Colorado | 15466 | CO | 345 | 230 |  | PSCO
15466 | Public Service Co of Colorado | 471 | Fruita | 917 Colorado State Highway 340 | Grand Junction | CO | 81521 | Mesa | 39.1364 | -108.7347 | WECC | PSCO | Public Service Company of Colorado |  | 22 | RE | 1 | Electric Utility |  | N |  | N |  | N |  | N | X |  | Public Service Co of Colorado | 15466 | CO | 69 |  |  | PSCO
15466 | Public Service Co of Colorado | 472 | Georgetown Hydro | 6th and Griffith St. | Georgetown | CO | 80444 | Clear Creek | 39.6919 | -105.6978 | WECC | PSCO | Public Service Company of Colorado | South Clear Creek | 22 | RE | 1 | Electric Utility |  | N |  | N |  | N |  | N | X |  | Public Service Co of Colorado | 15466 | CO | 25
57301 | Orchard Mesa Irrigation District | 473 | Grand Valley Project Power Plant | 668 38 Road | Palisade | CO | 81526 | Mesa | 39.1017 | -108.3456 | WECC | PSCO | Public Service Company of Colorado | Colorado River | 22 | RE | 1 | Electric Utility |  | N |  | N |  | N |  | N | X |  | Public Service Co of Colorado | 15466 | CO | 13 | 13 | 13
15466 | Public Service Co of Colorado | 474 | Salida | 16880 County Road 220 | Salida | CO | 81201 | Chaffee | 38.5342 | -106.182 | WECC | PSCO | Public Service Company of Colorado | South Arkansas River | 22 | RE | 1 | Electric Utility |  | N |  | N |  | N |  | N | X |  | Public Service Co of Colorado | 15466 | CO | 25
15466 | Public Service Co of Colorado | 476 | Shoshone (CO) | 60111 Highway 6 & 40 | Glenwood Springs | CO | 81601 | Garfield | 39.5701 | -107.2269 | WECC | PSCO | Public Service Company of Colorado | Colorado River | 22 | RE | 1 | Electric Utility |  | N |  | N |  | N |  | N | X |  | Public Service Co of Colorado | 15466 | CO | 115 | 69
15466 | Public Service Co of Colorado | 477 | Valmont | 1800 N. 63rd St. | Boulder | CO | 80302 | Boulder | 40.0195 | -105.202 | WECC | PSCO | Public Service Company of Colorado | South Boulder Creek | 22 | RE | 1 | Electric Utility |  | N |  | N |  | N |  | Y | Y | OP | Public Service Co of Colorado | 15466 | CO | 115 |  |  | PSCO
15466 | Public Service Co of Colorado | 478 | Zuni | 1335 Zuni St. | Denver | CO | 80204 | Denver | 39.7373 | -105.017 | WECC | PSCO | Public Service Company of Colorado | South Platte River | 22 | RE | 1 | Electric Utility |  | N |  | N |  | N |  | N | X |  | Public Service Co of Colorado | 15466 | CO | 13 |  |  | PSCO
12397 | Metropolitan Water District of S CA | 479 | Temescal | Eagle Canyon Rd and Cajalco | Corona | CA | 91720 | Riverside | 33.8343 | -117.4971 | WECC | CISO | California Independent System Operator | River | 22 | RE | 1 | Electric Utility |  | N |  | N |  | N |  | N | X |  | Southern California Edison Co | 17609 | CA | 34.5
12397 | Metropolitan Water District of S CA | 480 | Corona | Adobe Avenue | Corona | CA | 91720 | Riverside | 33.859 | -117.6106 | WECC | CISO | California Independent System Operator | River | 22 | RE | 1 | Electric Utility |  | N |  | N |  | N |  | N | X |  | Southern California Edison Co | 17609 | CA | 12
12397 | Metropolitan Water District of S CA | 481 | Perris | 17801 Lake Perris Ave. | Perris | CA | 92555 | Riverside | 33.8361 | -117.1831 | WECC | CISO | California Independent System Operator | River | 22 | RE | 1 | Electric Utility |  | N |  | N |  | N |  | N | X |  | Southern California Edison Co | 17609 | CA | 34.5
12397 | Metropolitan Water District of S CA | 482 | Rio Hondo | 9840 Milla Way | South Gate | CA | 90280 | LOS ANGELES | 34.0047 | -118.0992 | WECC | CISO | California Independent System Operator | River | 22 | RE | 1 | Electric Utility |  | N |  | N |  | N |  | N | X |  | Southern California Edison Co | 17609 | CA | 12
12397 | Metropolitan Water District of S CA | 483 | Coyote Creek | 627 S. Monte Vista | La Habra | CA | 90631 | Orange | 33.9249 | -117.9552 | WECC | CISO | California Independent System Operator | River | 22 | RE | 1 | Electric Utility |  | N |  | N |  | N |  | N | X |  | Southern California Edison Co | 17609 | CA | 66
12397 | Metropolitan Water District of S CA | 484 | Red Mountain | 3500 Mission Road | Fallbrook | CA | 92028 | San Diego | 33.3944 | -117.1889 | WECC | CISO | California Independent System Operator | River | 22 | RE | 1 | Electric Utility |  | N |  | N |  | N |  | N | X |  | San Diego Gas & Electric Co | 16609 | CA | 34.5
12397 | Metropolitan Water District of S CA | 487 | Valley View | 4226 Valley View Ave. | Yorba Linda | CA | 92886 | Orange | 33.9001 | -117.829 | WECC | CISO | California Independent System Operator | River | 22 | RE | 1 | Electric Utility |  | N |  | N |  | N |  | N | X |  | Southern California Edison Co | 17609 | CA | 12
19281 | Turlock Irrigation District | 489 | Upper Dawson | 707 La Grange Dam Road | La Grange | CA | 95329 | Tuolumne | 37.6508 | -120.4706 | WECC | TIDC | Turlock Irrigation District | Upper Turlock Main Canal | 22 | RE | 1 | Electric Utility |  | N |  | N |  | N |  | N | X |  | Turlock Irrigation District | 19281 | CA | 69
3227 | City of Center - (CO) | 491 | Center | 294 S Worth Street | Center | CO | 81125 | SAGUACHE | 37.7536 | -106.1047 | WECC | PSCO | Public Service Company of Colorado | Municipality-Wells | 22 | RE | 1 | Electric Utility |  | N |  | N |  | N |  | N | X |  | City of Center - (CO) | 3227 | CO | 1 |  |  | Center Municipal Gas
3989 | City of Colorado Springs - (CO) | 492 | Martin Drake | 700 S Conejos St | Colorado Springs | CO | 80903 | El Paso | 38.8244 | -104.8333 | WECC | WACM | Western Area Power Administration - Rocky Mountain Region | Municipality | 22 | RE | 1 | Electric Utility |  | N |  | N |  | N |  | Y | Y | OP | City of Colorado Springs - (CO) | 3989 | CO | 115 |  |  | Colorado Interstate Gas
3989 | City of Colorado Springs - (CO) | 493 | George Birdsall | 213 Nichols Blvd. | Colorado Springs | CO | 80907 | El Paso | 38.8814 | -104.8169 | WECC | WACM | Western Area Power Administration - Rocky Mountain Region | Municipality | 22 | RE | 1 | Electric Utility |  | N |  | N |  | N |  | N | X |  | City of Colorado Springs - (CO) | 3989 | CO | 34.5 |  |  | Colorado Interstate Gas
3989 | City of Colorado Springs - (CO) | 494 | Manitou Springs | 540 Ruxton Avenue | Manitou Spring | CO | 80829 | El Paso | 38.8556 | -104.9331 | WECC | WACM | Western Area Power Administration - Rocky Mountain Region | Municipality | 22 | RE | 1 | Electric Utility |  | N |  | N |  | N |  | N | X |  | City of Colorado Springs - (CO) | 3989 | CO | 34.5
3989 | City of Colorado Springs - (CO) | 495 | Ruxton Park | 100 Knull Drive | Manitou Spring | CO | 80829 | El Paso | 38.8414 | -104.9738 | WECC | WACM | Western Area Power Administration - Rocky Mountain Region | Municipality | 22 | RE | 1 | Electric Utility |  | N |  | N |  | N |  | N | X |  | City of Colorado Springs - (CO) | 3989 | CO | 34.5
8751 | Town of Holly - (CO) | 502 | Holly | Tony Garcia Drive PO Box 458 | Holly | CO | 81047 | Prowers | 38.0327 | -102.0737 | WECC | WACM | Western Area Power Administration - Rocky Mountain Region | Municipality | 22 | RE | 1 | Electric Utility |  | N |  | N |  | N |  | N | X |  | Town of Holly - (CO) | 8751 | CO | 24.9
9928 | City of Julesburg - (CO) | 504 | Julesburg | 222 East First St | Julesburg | CO | 80737 | Sedgwick | 40.9505 | -102.2795 | WECC | WACM | Western Area Power Administration - Rocky Mountain Region | Well | 22 | RE | 1 | Electric Utility |  | N |  | N |  | N |  | N | X |  | WAPA-- Western Area Power Administration | 27000 | CO | 2.4
2518 | U S Bureau of Reclamation | 505 | Boysen | n/a | Thermopolis | WY | 82649 | Fremont | 43.4179 | -108.1775 | WECC | WAUW | Western Area Power Administration UGP West | Wind River | 22 | RE | 1 | Electric Utility |  | N |  | N |  | N |  |  | X |  | WAPA-- Western Area Power Administration | 27000 | WY | 115
10536 | City of La Junta - (CO) | 506 | La Junta | 1st & Belleview | La Junta | CO | 81050 | Otero | 37.9876 | -103.5468 | WECC | PSCO | Public Service Company of Colorado | Municipality | 22 | RE | 1 | Electric Utility |  | N |  | N |  | N |  | N | X |  | City of La Junta - (CO) | 10536 | CO | 69 | 13.8 |  | SourceGas
10730 | City of Las Animas - (CO) | 507 | Las Animas | 733 Moore Ave | Las Animas | CO | 81054 | BENT | 38.0647 | -103.2159 | WECC | WACM | Western Area Power Administration - Rocky Mountain Region | Wells | 22 | RE | 1 | Electric Utility |  | N |  | N |  | N |  | N | X |  | City of Las Animas - (CO) | 10730 | CO | 69
10633 | City of Lamar - (CO) | 508 | Lamar Plant | 100 North Second Street | Lamar | CO | 81052 | Prowers | 38.0333 | -102.5379 | WECC | PSCO | Public Service Company of Colorado | Wells | 22 | RE | 1 | Electric Utility | Y | N |  | N |  | N |  | N | X |  | City of Lamar - (CO) | 10633 | CO | 69 |  |  | CIG
7160 | Geysers Power Co LLC | 510 | Sonoma California Geothermal | 10350 Socrates Mine Road | Middletown | CA | 95461 | Lake | 38.7903 | -122.7559 | WECC | CISO | California Independent System Operator | Wells | 22 | NR | 2 | IPP Non-CHP |  | N |  | Y | 98-95-000 | N |  |  | X |  | Pacific Gas & Electric Co | 14328 | CA | 230
19204 | City of Trinidad - (CO) | 511 | Trinidad (CO) | 1925 E Main St | Trinidad | CO | 81082 | LAS ANIMAS | 37.179 | -104.4875 | WECC | WACM | Western Area Power Administration - Rocky Mountain Region | Municipality | 22 | RE | 1 | Electric Utility |  | N |  | N |  | N |  | N | X |  | San Isabel Electric Assn, Inc | 16616 | CO | 69 |  |  | City of Trinidad Gas Department
2518 | U S Bureau of Reclamation | 512 | Blue Mesa | n/a | Gunnison | CO | 81401 | Gunnison | 38.4532 | -107.3375 | WECC | WACM | Western Area Power Administration - Rocky Mountain Region | Blue Mesa Reservoir-Gunnison R | 22 | RE | 1 | Electric Utility |  | N |  | N |  | N |  |  | X |  | WAPA-- Western Area Power Administration | 27000 | CO | 115
2518 | U S Bureau of Reclamation | 513 | Estes | n/a | Estes Park | CO | 80517 | Larimer | 40.3768 | -105.5097 | WECC | WACM | Western Area Power Administration - Rocky Mountain Region | Colorado River | 22 | RE | 1 | Electric Utility |  | N |  | N |  | N |  |  | X |  | WAPA-- Western Area Power Administration | 27000 | CO | 115
2518 | U S Bureau of Reclamation | 514 | Morrow Point | n/a | Montrose | CO | 81401 | Montrose | 38.4518 | -107.5393 | WECC | WACM | Western Area Power Administration - Rocky Mountain Region | Morrow Point Reservoir-Gunniso | 22 | RE | 1 | Electric Utility |  | N |  | N |  | N |  |  | X |  | WAPA-- Western Area Power Administration | 27000 | CO | 230
2518 | U S Bureau of Reclamation | 515 | Big Thompson | n/a | Loveland | CO | 80538 | Larimer | 40.421 | -105.2238 | WECC | WACM | Western Area Power Administration - Rocky Mountain Region | Colorado River | 22 | RE | 1 | Electric Utility |  | N |  | N |  | N |  |  | X |  | WAPA-- Western Area Power Administration | 27000 | CO | 13.8
2518 | U S Bureau of Reclamation | 516 | Green Mountain | n/a | Kremmling | CO | 80459 | Summit | 39.8788 | -106.3327 | WECC | WACM | Western Area Power Administration - Rocky Mountain Region | Blue River | 22 | RE | 1 | Electric Utility |  | N |  | N |  | N |  |  | X |  | WAPA-- Western Area Power Administration | 27000 | CO | 69
2518 | U S Bureau of Reclamation | 517 | Marys Lake | n/a | Estes Park | CO | 80517 | Larimer | 40.3441 | -105.5343 | WECC | WACM | Western Area Power Administration - Rocky Mountain Region | Colorado River | 22 | RE | 1 | Electric Utility |  | N |  | N |  | N |  |  | X |  | WAPA-- Western Area Power Administration | 27000 | CO | 115
2518 | U S Bureau of Reclamation | 518 | Flatiron | n/a | Loveland | CO | 80539 | Larimer | 40.365 | -105.236 | WECC | WACM | Western Area Power Administration - Rocky Mountain Region | Colorado River | 22 | RE | 1 | Electric Utility |  | N |  | N |  | N |  |  | X |  | WAPA-- Western Area Power Administration | 27000 | CO | 115
2518 | U S Bureau of Reclamation | 519 | Pole Hill | n/a | Loveland | CO | 80537 | Larimer | 40.3651 | -105.3251 | WECC | WACM | Western Area Power Administration - Rocky Mountain Region | Colorado River | 22 | RE | 1 | Electric Utility |  | N |  | N |  | N |  |  | X |  | WAPA-- Western Area Power Administration | 27000 | CO | 115
2518 | U S Bureau of Reclamation | 520 | Lower Molina | n/a | Molina | CO | 81401 | Mesa | 39.1937 | -108.0441 | WECC | WACM | Western Area Power Administration - Rocky Mountain Region | Bonham Reservoir | 22 | RE | 1 | Electric Utility |  | N |  | N |  | N |  |  | X |  | WAPA-- Western Area Power Administration | 27000 | CO | 115
2518 | U S Bureau of Reclamation | 521 | Upper Molina | n/a | Molina | CO | 81401 | Mesa | 39.1438 | -108.0048 | WECC | WACM | Western Area Power Administration - Rocky Mountain Region | Bonham Reservoir | 22 | RE | 1 | Electric Utility |  | N |  | N |  | N |  |  | X |  | WAPA-- Western Area Power Administration | 27000 | CO | 115
15466 | Public Service Co of Colorado | 525 | Hayden | 13125 U.S. Highway 40 | Hayden | CO | 81639 | Routt | 40.4856 | -107.185 | WECC | PSCO | Public Service Company of Colorado | Yampa River | 22 | RE | 1 | Electric Utility |  | N |  | N |  | N |  | N | X |  | WAPA-- Western Area Power Administration | 27000 | CO | 230 |  |  | PSCO Atmos
30151 | Tri-State G & T Assn, Inc | 527 | Nucla | 30739 DD 30 Road | Nucla | CO | 81424 | Montrose | 38.2383 | -108.5069 | WECC | WACM | Western Area Power Administration - Rocky Mountain Region | San Miguel River | 22 | RE | 1 | Electric Utility |  | N |  | N |  | N |  | N | X |  | Tri-State G & T Assn, Inc | 30151 |  | 115
16534 | Sacramento Municipal Util Dist | 529 | Rancho Seco Solar | Twin Cities Rd | Herald | CA | 95638 | Sacramento | 38.34 | -121.1139 | WECC | BANC | Balancing Authority of Northern California |  | 22 | RE | 1 | Electric Utility |  | N |  | N |  | N |  | N | X |  | Sacramento Municipal Util Dist | 16534 | CA | 12
16534 | Sacramento Municipal Util Dist | 531 | Camp Far West | 2464 Pacific Ave | Lincoln | CA | 95692 | Placer | 39.0488 | -121.317 | WECC | CISO | California Independent System Operator | Bear River | 22 | RE | 1 | Electric Utility |  | N |  | N |  | N |  | N | X |  | Pacific Gas & Electric Co | 14328 | CA | 60
189 | PowerSouth Energy Cooperative | 533 | McWilliams | 28570 US 29 North | Gantt | AL | 36038 | Covington | 31.4003 | -86.4764 | SERC | AEC | PowerSouth Energy Cooperative | Conecuh River | 22 | RE | 1 | Electric Utility |  | N |  | N |  | N |  | N | X |  | PowerSouth Energy Cooperative | 189 |  | 230 |  |  | Southeast Alabama Gas District
16534 | Sacramento Municipal Util Dist | 534 | Jones Fork | Ice House Rd | Fresh Pond | CA | 95725 | El Dorado | 38.8503 | -120.3819 | WECC | BANC | Balancing Authority of Northern California | South Fork Silver Creek | 22 | RE | 1 | Electric Utility |  | N |  | N |  | N |  | N | X |  | Sacramento Municipal Util Dist | 16534 | CA | 69
16534 | Sacramento Municipal Util Dist | 535 | McClellan (CA) | Watt Ave | Sacramento | CA | 95652 | Sacramento | 38.6527 | -121.3933 | WECC | BANC | Balancing Authority of Northern California |  | 22 | RE | 1 | Electric Utility |  | N |  | N |  | N |  | N | X |  | Sacramento Municipal Util Dist | 16534 | CA | 69 |  |  | PG&E Line401
5571 | East Bay Municipal Util Dist | 537 | Camanche | McIntire Rd | Clements & Wallace | CA | 95227 | San Joaquin | 38.2268 | -121.0245 | WECC | CISO | California Independent System Operator | Comanche Reservoir | 22 | RE | 1 | Electric Utility |  | N |  | Y | 98-52-000 | N |  | N | X |  | Pacific Gas & Electric Co | 14328 | CA | 115
54895 | FirstLight Power Resources Services LLC | 539 | Rocky River (CT) | 200 Kent Road | New Milford | CT | 6776 | Litchfield | 41.5826 | -73.4349 | NPCC | ISNE | ISO New England Inc. | Housatonic River | 22 | NR | 2 | IPP Non-CHP |  | N |  | N |  | Y | 00-94-000 | N | X |  | Connecticut Light & Power Co | 4176 | CT | 13.8
22379 | Connecticut Jet Power LLC | 540 | Branford | Route 1 | Branford | CT | 6450 | New Haven | 41.2925 | -72.7942 | NPCC | ISNE | ISO New England Inc. |  | 22 | NR | 2 | IPP Non-CHP |  | N |  | N |  | Y | 00-36-000 |  | X |  | Connecticut Light & Power Co | 4176 | CT | 115
54895 | FirstLight Power Resources Services LLC | 541 | Bulls Bridge | 781 Kent Road | New Milford | CT | 6776 | Litchfield | 41.659 | -73.492 | NPCC | ISNE | ISO New England Inc. | Housatonic River | 22 | NR | 2 | IPP Non-CHP |  | N |  | N |  | Y | 00-94-000 | N | X |  | Connecticut Light & Power Co | 4176 | CT | 27.6
22379 | Connecticut Jet Power LLC | 542 | Cos Cob | Sound Shore Drive | Greenwich | CT | 6430 | Fairfield | 41.0289 | -73.5989 | NPCC | ISNE | ISO New England Inc. |  | 22 | NR | 2 | IPP Non-CHP |  | N |  | N |  | Y | 00-36-000 |  | X |  | Connecticut Light & Power Co | 4176 | CT | 115
22350 | Devon Power LLC | 544 | Devon Station | 734 Naugatuck Avenue | Milford | CT | 6460 | New Haven | 41.2098 | -73.109 | NPCC | ISNE | ISO New England Inc. | Housatonic River | 22 | NR | 2 | IPP Non-CHP |  | N |  | N |  | Y | 00-35-000 | N | X |  | Connecticut Light & Power Co | 4176 | CT | 115 |  |  | Iroquois Pipeline
22380 | NRG Montville Operations Inc | 546 | Montville Station | 74 Lathrop Road | Uncasvlle | CT | 6382 | New London | 41.4281 | -72.1019 | NPCC | ISNE | ISO New England Inc. | Thames River | 22 | NR | 2 | IPP Non-CHP |  | N |  | N |  | Y | 00-37-000 | N | X |  | Connecticut Light & Power Co | 4176 | CT | 115 |  |  | yankee gas
58185 | FirstLight Power Resources, Inc. - MA | 547 | Northfield Mountain | 99 Millers Falls Road | Northfield | MA | 1360 | Franklin | 42.6107 | -72.4716 | NPCC | ISNE | ISO New England Inc. | Connecticut River | 22 | NR | 2 | IPP Non-CHP |  | N |  | N |  | Y | 00-94-000 | N | X |  | Western Massachusetts Electric Company | 20455 | MA | 345
20169 | Avista Corp | 550 | Kettle Falls Generating Station | 1151 Hyw. 395 N. | Kettle Falls | WA | 99141 | Stevens | 48.6203 | -118.1111 | WECC | AVA | Avista Corporation | Wells | 22 | RE | 1 | Electric Utility |  | N |  | N |  | N |  | N | X |  | Avista Corp | 20169 | WA | 115 |  |  | Gas Transmission Northwest - GTN
54895 | FirstLight Power Resources Services LLC | 551 | Scotland Dam | 695 Jerusalem Road | Windham | CT | 6280 | Windham | 41.6651 | -72.1221 | NPCC | ISNE | ISO New England Inc. | Shetucket | 22 | NR | 2 | IPP Non-CHP |  | N |  | N |  | Y | 00-94-000 | N | X |  | Connecticut Light & Power Co | 4176 | CT | 23
54895 | FirstLight Power Resources Services LLC | 552 | Shepaug | 2225 River Road | Southbury | CT | 6488 | New Haven | 41.4484 | -73.2953 | NPCC | ISNE | ISO New England Inc. | Housatonic River | 22 | NR | 2 | IPP Non-CHP |  | N |  | N |  | Y | 00-94-000 | N | X |  | Connecticut Light & Power Co | 4176 | CT | 69
54895 | FirstLight Power Resources Services LLC | 553 | Stevenson | 1 Roosevelt Drive | Monroe | CT | 6468 | Fairfield | 41.3833 | -73.1714 | NPCC | ISNE | ISO New England Inc. | Housatonic River | 22 | NR | 2 | IPP Non-CHP |  | N |  | N |  | Y | 00-94-000 | N | X |  | Connecticut Light & Power Co | 4176 | CT | 115
54895 | FirstLight Power Resources Services LLC | 554 | Taftville | 607 Norwich Avenue | Taftville | CT | 6380 | New London | 41.5725 | -72.0458 | NPCC | ISNE | ISO New England Inc. | Shetucket | 22 | NR | 2 | IPP Non-CHP |  | N |  | N |  | Y | 00-94-000 | N | X |  | Connecticut Light & Power Co | 4176 | CT | 23
54895 | FirstLight Power Resources Services LLC | 557 | Tunnel | 72 Roosevelt Drive | Preston | CT | 6365 | New London | 41.5554 | -72.0418 | NPCC | ISNE | ISO New England Inc. | Quinebaug | 22 | NR | 2 | IPP Non-CHP |  | N |  | N |  | Y | 00-94-000 | N | X |  | Connecticut Light & Power Co | 4176 | CT | 23
6207 | Farmington River Power Company | 559 | Rainbow (CT) | 347 Rainbow Road | Windsor | CT | 6095 | HARTFORD | 41.9153 | -72.6936 | NPCC | ISNE | ISO New England Inc. | Farmington River | 22 | RE | 1 | Electric Utility |  | N |  | N |  | N |  | N | X |  | Connecticut Light & Power Co | 4176 | CT | 27.6
54895 | FirstLight Power Resources Services LLC | 560 | Falls Village | 35 Water Street | Falls Village | CT | 6031 | Litchfield | 41.9573 | -73.3693 | NPCC | ISNE | ISO New England Inc. | Housatonic River | 22 | NR | 2 | IPP Non-CHP |  | N |  | N |  | Y | 00-94-000 | N | X |  | Connecticut Light & Power Co | 4176 | CT | 69
22379 | Connecticut Jet Power LLC | 561 | Franklin Drive | Franklin Drive | Torrington | CT | 6790 | Litchfield | 41.7989 | -73.1163 | NPCC | ISNE | ISO New England Inc. |  | 22 | NR | 2 | IPP Non-CHP |  | N |  | N |  | Y | 00-36-000 |  | X |  | Connecticut Light & Power Co | 4176 | CT | 115
12490 | Middletown Power LLC | 562 | Middletown | 1866 River Road | Middletown | CT | 6457 | Middlesex | 41.5549 | -72.5791 | NPCC | ISNE | ISO New England Inc. | Connecticut River | 22 | NR | 2 | IPP Non-CHP |  | N |  | N |  | Y | 00-34-000 | N | X |  | Connecticut Light & Power Co | 4176 | CT | 345 | 115 |  | Algonquin/Spectra
4426 | NAES Corp | 563 | South Meadow | Reserve Road Gate 40 | Hartford | CT | 6162 | Hartford | 41.7495 | -72.6524 | NPCC | ISNE | ISO New England Inc. | Connecticut River | 22 | NR | 2 | IPP Non-CHP |  | N |  | N |  | N |  | N | X |  | Connecticut Light & Power Co | 4176 | CT | 115
14610 | Orlando Utilities Comm | 564 | Stanton Energy Center | 5100 S. Alafaya Trail | Orlando | FL | 32831 | Orange | 28.4822 | -81.1678 | FRCC | FMPP | Florida Municipal Power Pool | Eastern Water Reclaimation Fac | 22 | RE | 1 | Electric Utility |  | N |  | N |  | N |  | N | X |  | Orlando Utilities Comm | 14610 | FL | 230 |  |  | Florida Gas Trasmission
22379 | Connecticut Jet Power LLC | 565 | Torrington Terminal | South Main St | Torrington | CT | 6790 | Litchfield | 41.7761 | -73.1209 | NPCC | ISNE | ISO New England Inc. |  | 22 | NR | 2 | IPP Non-CHP |  | N |  | N |  | Y | 00-36-000 |  | X |  | Connecticut Light & Power Co | 4176 | CT | 115
5221 | Dominion Nuclear Conn Inc | 566 | Millstone | Route 156 Rope Ferry Road | Waterford | CT | 6385 | New London | 41.3107 | -72.1677 | NPCC | ISNE | ISO New England Inc. | Long Island Sound | 22 | NR | 2 | IPP Non-CHP |  | N |  | N |  | N |  | N | X |  | Connecticut Light & Power Co | 4176 | CT | 345
15452 | PSEG Power Connecticut LLC | 568 | Bridgeport Station | 1 Atlantic Street | Bridgeport | CT | 6604 | Fairfield | 41.1706 | -73.1844 | NPCC | ISNE | ISO New England Inc. | Bridgeport Harbor | 22 | NR | 2 | IPP Non-CHP |  | N |  | N |  | Y | 03-25-000 | N | X |  | United Illuminating Co | 19497 | CT | 120
3249 | Central Hudson Gas & Elec Corp | 579 | Central Hudson High Falls | Route 213 | High Falls | NY | 12440 | ULSTER | 41.8288 | -74.1319 | NPCC | NYIS | New York Independent System Operator | Rondout Creek | 22 | RE | 1 | Electric Utility |  | N |  | N |  | N |  |  | X |  | Central Hudson Gas & Elec Corp | 3249 | NY | 69
13831 | City of Norwich - (CT) | 581 | North Main Street | 125 North Main Street | Norwich | CT | 6360 | New London | 41.5268 | -72.0649 | NPCC | ISNE | ISO New England Inc. |  | 22 | RE | 1 | Electric Utility |  | N |  | N |  | N |  | N | X |  | City of Norwich - (CT) | 13831 | CT | 13.8
13831 | City of Norwich - (CT) | 583 | Tenth Street | 10th Street | Norwich | CT | 6360 | New London | 41.539 | -72.0509 | NPCC | ISNE | ISO New England Inc. | Shetucket River | 22 | RE | 1 | Electric Utility |  | N |  | N |  | N |  | N | X |  | City of Norwich - (CT) | 13831 | CT | 4.8
6204 | City of Farmington - (NM) | 584 | Navajo Dam | Reservoir Outlet | Farmington | NM | 87401 | San Juan | 36.8061 | -107.6131 | WECC | WACM | Western Area Power Administration - Rocky Mountain Region | San Juan River | 22 | RE | 1 | Electric Utility |  | N |  | N |  | N |  | N | X |  | City of Farmington - (NM) | 6204 | NM | 115
9216 | Imperial Irrigation District | 585 | Drop 1 | Interstate 8 | Holtville | CA | 92250 | Imperial | 32.7116 | -114.9427 | WECC | IID | Imperial Irrigation District | Well & Canal Filtered | 22 | RE | 1 | Electric Utility |  | N |  | N |  | N |  | N | X |  | Imperial Irrigation District | 9216 | CA | 35
9216 | Imperial Irrigation District | 586 | East Highline | 2898 Highway 98 | Holtville | CA | 92250 | Imperial | 32.6995 | -115.2824 | WECC | IID | Imperial Irrigation District | Canal Filtered | 22 | RE | 1 | Electric Utility |  | N |  | N |  | N |  | N | X |  | Imperial Irrigation District | 9216 | CA | 35
2548 | City of Burlington Electric - (VT) | 589 | J C McNeil | 111 Intervale Road | Burlington | VT | 5401 | Chittenden | 44.4917 | -73.2081 | NPCC | ISNE | ISO New England Inc. | Wells | 22 | RE | 1 | Electric Utility |  | N |  | N |  | N |  | N | X |  | Green Mountain Power Corp | 7601 | VT | 34.5 |  |  | Vermont Gas
56609 | Calpine Mid-Atlantic Generation LLC | 591 | Christiana | Christiana Ave & Lobdell St | Wilmington | DE | 19801 | New Castle | 39.7302 | -75.5371 | RFC | PJM | PJM Interconnection, LLC |  | 22 | NR | 2 | IPP Non-CHP |  | N |  | N |  | Y | 03-84 | N | X |  | Delmarva Power | 5027 | DE | 12.5
56609 | Calpine Mid-Atlantic Generation LLC | 592 | Delaware City 10 | Rt 9 & River Road | Delaware City | DE | 19706 | New Castle | 39.6004 | -75.6268 | RFC | PJM | PJM Interconnection, LLC |  | 22 | NR | 2 | IPP Non-CHP |  | N |  | N |  | Y | 03-84 |  | X |  | Delmarva Power | 5027 | DE | 13.8
56609 | Calpine Mid-Atlantic Generation LLC | 593 | Edge Moor | 200 Hay Road | Wilmington | DE | 19809 | New Castle | 39.7389 | -75.5038 | RFC | PJM | PJM Interconnection, LLC | Delaware River | 22 | NR | 2 | IPP Non-CHP |  | N |  | N |  | Y | 03-84 | N | X |  | Delmarva Power | 5027 | DE | 230 | 138 | 69 | Delmarva Hay Road Pipeline
9332 | Indian River Operations Inc | 594 | Indian River Generating Station | 29416 Power Plant Road | Dagsboro | DE | 19939 | Sussex | 38.5857 | -75.2341 | RFC | PJM | PJM Interconnection, LLC | Indian River | 22 | NR | 2 | IPP Non-CHP |  | N |  | N |  | Y | 00-2807-000 | N | X |  | Delmarva Power | 5027 | DE | 69 | 138 | 230
56609 | Calpine Mid-Atlantic Generation LLC | 597 | West Station (DE) | Route 41 | Wilmington | DE | 19808 | New Castle | 39.7283 | -75.6289 | RFC | PJM | PJM Interconnection, LLC |  | 22 | NR | 2 | IPP Non-CHP |  | N |  | N |  | Y | 03-84 |  | X |  | Delmarva Power | 5027 | DE | 12
54899 | NAES Corporation - (DE) | 599 | McKee Run | 880 Buttner Place | Dover | DE | 19904 | Kent | 39.1762 | -75.5466 | RFC | PJM | PJM Interconnection, LLC | Municipality | 22 | NR | 2 | IPP Non-CHP |  | N |  | N |  | N |  | N | X |  | City of Dover - (DE) | 5335 | DE | 230 |  |  | Eastern Shore Natural Gas Company
58177 | Raven Power Holdings LLC | 602 | Brandon Shores | 1000 Brandon Shores Rd | Baltimore | MD | 21226 | Anne Arundel | 39.18 | -76.5389 | RFC | PJM | PJM Interconnection, LLC | Patapsco River | 22 | NR | 2 | IPP Non-CHP |  | N |  | N |  | Y | 00-179-000 | N | X |  | Baltimore Gas & Electric Co | 1167 | MD | 230 |  |  | BGE but no units receive natural gas only.
15500 | Puget Sound Energy Inc | 607 | Fredonia | 13085 Ball Road | Mt Vernon | WA | 98233 | Skagit | 48.4558 | -122.4358 | WECC | PSEI | Puget Sound Energy | Skagit PUD | 22 | RE | 1 | Electric Utility |  | N |  | N |  | N |  | N | X |  | Puget Sound Energy Inc | 15500 | WA | 230 | 115 | 115 | Cascade Natural Gas
6452 | Florida Power & Light Co | 609 | Cape Canaveral | 6000 North US Hwy 1 | Cocoa | FL | 32927 | Brevard | 28.4698 | -80.7644 | FRCC | FPL | Florida Power & Light Company | Indian River | 22 | RE | 1 | Electric Utility |  | N |  | N |  | N |  |  | X |  | Florida Power & Light Co | 6452 | FL | 230 |  |  | Florida Gas Transmission - East Leg
6452 | Florida Power & Light Co | 610 | Cutler | 14925 SW 67th Ave | Miami | FL | 33158 | Miami Dade | 25.6321 | -80.2989 | FRCC | FPL | Florida Power & Light Company | Biscayne Bay | 22 | RE | 1 | Electric Utility |  | N |  | N |  | N |  |  | X |  | Florida Power & Light Co | 6452 | FL | 230
6452 | Florida Power & Light Co | 612 | Fort Myers | 10650 State Rd 80 | Ft. Myers | FL | 33902 | Lee | 26.6967 | -81.7831 | FRCC | FPL | Florida Power & Light Company | Caloosahatchee River | 22 | RE | 1 | Electric Utility |  | N |  | N |  | N |  |  | X |  | Florida Power & Light Co | 6452 | FL | 230 |  |  | Florida Gas Transmission
6452 | Florida Power & Light Co | 613 | Lauderdale | 4300 SW 42nd Avenue | Ft. Lauderdale | FL | 33314 | Broward | 26.0686 | -80.1984 | FRCC | FPL | Florida Power & Light Company | Dania Cut-Off Canal | 22 | RE | 1 | Electric Utility |  | N |  | N |  | N |  |  | X |  | Florida Power & Light Co | 6452 | FL | 230 |  |  | Florida Gas Transmission East Leg
6452 | Florida Power & Light Co | 617 | Port Everglades | 8100 Eisenhower Blvd | Ft. Lauderdale | FL | 33316 | Broward | 26.0856 | -80.1253 | FRCC | FPL | Florida Power & Light Company | Intracoastal Waterway | 22 | RE | 1 | Electric Utility |  | N |  | N |  | N |  |  | X |  | Florida Power & Light Co | 6452 | FL | 230 |  |  | Florida Gas Transmission East Leg
6452 | Florida Power & Light Co | 619 | Riviera | 200-300 Broadway | Riviera Beach | FL | 33404 | Palm Beach | 26.7653 | -80.0525 | FRCC | FPL | Florida Power & Light Company | Lake Worth | 22 | RE | 1 | Electric Utility |  | N |  | N |  | N |  |  | X |  | Florida Power & Light Co | 6452 | FL | 230 |  |  | Florida Gas Transmission East Leg
6452 | Florida Power & Light Co | 620 | Sanford | 950 S Hwy 17-92 | DeBary | FL | 32713 | Volusia | 28.8419 | -81.3256 | FRCC | FPL | Florida Power & Light Company | St. Johns River | 22 | RE | 1 | Electric Utility |  | N |  | N |  | N |  |  | X |  | Florida Power & Light Co | 6452 | FL | 230 |  |  | Florida Gas Transmission
6452 | Florida Power & Light Co | 621 | Turkey Point | 9700 SW 344th Street | Homestead | FL | 33035 | Miami Dade | 25.4356 | -80.3308 | FRCC | FPL | Florida Power & Light Company | Biscayne Bay | 22 | RE | 1 | Electric Utility |  | N |  | N |  | N |  |  | X |  | Florida Power & Light Co | 6452 | FL | 230 |  |  | Florida Gas Transmission
16868 | City of Seattle - (WA) | 622 | South Fork Tolt | 20030 Cedar Falls Road S.E. | North Bend | WA | 98045 | King | 47.6992 | -121.7833 | WECC | SCL | Seattle City Light | South Fork Tolt River | 22 | RE | 1 | Electric Utility |  | N |  | N |  | N |  | N | X |  | City of Seattle - (WA) | 16868 | WA | 115
6455 | Duke Energy Florida, Inc | 624 | Avon Park | 1415 South Highlands Avenue | Avon Park | FL | 33829 | Highlands | 27.5794 | -81.4928 | FRCC | FPC | Progress Energy Florida | Lake Lotilla | 22 | RE | 1 | Electric Utility |  | N |  | N |  | N |  | N | X |  | Duke Energy Florida, Inc | 6455 | FL | 69 |  |  | Florida Gas Tranmission
13511 | New York State Elec & Gas Corp | 625 | Upper Mechanicville | 40 Hudson Avenue | Town of Stillwater | NY | 12170 | Saratoga | 42.9126 | -73.6805 | NPCC | NYIS | New York Independent System Operator | Hudson River | 22 | RE | 1 | Electric Utility |  | N |  | N |  | N |  | N | X |  | New York State Elec & Gas Corp | 13511 | NY | 34
14328 | Pacific Gas & Electric Co | 626 | Oak Flat | 1000 Caribou Road | Belden | CA | 95956 | Plumas | 40.0753 | -121.1614 | WECC | CISO | California Independent System Operator | North Fork Feather River | 22 | RE | 1 | Electric Utility |  | N |  | N |  | N |  |  | X |  | Pacific Gas & Electric Co | 14328 | CA | 21
6455 | Duke Energy Florida, Inc | 627 | Bayboro | 263 13th Avenue South | St. Petersburg | FL | 33701 | Pinellas | 27.7581 | -82.6353 | FRCC | FPC | Progress Energy Florida |  | 22 | RE | 1 | Electric Utility |  | N |  | N |  | N |  | N | X |  | Duke Energy Florida, Inc | 6455 | FL | 115
6455 | Duke Energy Florida, Inc | 628 | Crystal River | 15760 West Powerline Street | Crystal River | FL | 34428 | Citrus | 28.9656 | -82.6977 | FRCC | FPC | Progress Energy Florida | Gulf of Mexico | 22 | RE | 1 | Electric Utility |  | N |  | N |  | N |  | Y | N | OP | Duke Energy Florida, Inc | 6455 | FL | 500
6455 | Duke Energy Florida, Inc | 629 | G E Turner | 201 DeBary Avenue | Enterprise | FL | 32725 | Volusia | 28.8696 | -81.274 | FRCC | FPC | Progress Energy Florida | Lake Monroe | 22 | RE | 1 | Electric Utility |  | N |  | N |  | N |  | N | X |  | Duke Energy Florida, Inc | 6455 | FL | 115
6455 | Duke Energy Florida, Inc | 630 | Higgins | 998 East Shore Drive | Oldsmar | FL | 34677 | Pinellas | 28.0033 | -82.6615 | FRCC | FPC | Progress Energy Florida | Tampa Bay | 22 | RE | 1 | Electric Utility |  | N |  | N |  | N |  | N | X |  | Duke Energy Florida, Inc | 6455 | FL | 115 |  |  | Florida Gas Transmission
14328 | Pacific Gas & Electric Co | 632 | Newcastle | Newcastle- Rocklin Road | Auburn | CA | 95603 | Placer | 38.8352 | -121.093 | WECC | CISO | California Independent System Operator | South Canal | 22 | RE | 1 | Electric Utility |  | N |  | N |  | N |  |  | X |  | Pacific Gas & Electric Co | 14328 | CA | 115
6455 | Duke Energy Florida, Inc | 634 | P L Bartow | 1601 Weedon Island Drive | St. Petersburg | FL | 33702 | Pinellas | 27.8595 | -82.6018 | FRCC | FPC | Progress Energy Florida | Tampa Bay | 22 | RE | 1 | Electric Utility |  | N |  | N |  | N |  | N | X |  | Duke Energy Florida, Inc | 6455 | FL | 230 |  |  | Florida Gas Transmission
6455 | Duke Energy Florida, Inc | 637 | Rio Pinar | 100 Econlockhatchee Trail | Rio Pinar | FL | 32807 | Orange | 28.5415 | -81.2541 | FRCC | FPC | Progress Energy Florida |  | 22 | RE | 1 | Electric Utility |  | N |  | N |  | N |  | N | X |  | Duke Energy Florida, Inc | 6455 | FL | 69
6455 | Duke Energy Florida, Inc | 638 | Suwannee River | 4037 River Road | Live Oak | FL | 32060 | Suwannee | 30.3764 | -83.1806 | FRCC | FPC | Progress Energy Florida | Suwannee River | 22 | RE | 1 | Electric Utility |  | N |  | N |  | N |  | N | X |  | Duke Energy Florida, Inc | 6455 | FL | 230 |  |  | Florida Gas Transmission and Southern Natural Gas Company
7801 | Gulf Power Co | 641 | Crist | 11999 Pate Street | Pensacola | FL | 32514 | Escambia | 30.5661 | -87.2244 | SERC | SOCO | Southern Company Services, Inc. - Trans | Escambia River | 22 | RE | 1 | Electric Utility |  | N |  | N |  | N |  | Y | N | OP | Gulf Power Co | 7801 | FL | 230 |  |  | Gulf South
7801 | Gulf Power Co | 642 | Scholz | 1460 Gulf Power Road | Sneeds | FL | 32460 | Jackson | 30.6692 | -84.8869 | SERC | SOCO | Southern Company Services, Inc. - Trans | Apalachicola River | 22 | RE | 1 | Electric Utility |  | N |  | N |  | N |  | Y | N | OS | Gulf Power Co | 7801 | FL | 115
7801 | Gulf Power Co | 643 | Lansing Smith | 4300 Highway 2300 | Southport | FL | 32409 | Bay | 30.2686 | -85.7003 | SERC | SOCO | Southern Company Services, Inc. - Trans | North Bay | 22 | RE | 1 | Electric Utility |  | N |  | N |  | N |  | Y | Y | OP | Gulf Power Co | 7801 | FL | 230 |  |  | Florida Gas Transmission Company
18454 | Tampa Electric Co | 645 | Big Bend | 13031 Wyandotte Road | Apollo Beach | FL | 33572 | Hillsborough | 27.7944 | -82.4036 | FRCC | TEC | Tampa Electric Company | Tampa Bay | 22 | RE | 1 | Electric Utility |  | N |  | N |  | N |  | Y | Y | OP | Tampa Electric Co | 18454 | FL | 230 |  |  | Florida Gas Transmission Gulf Stream
18454 | Tampa Electric Co | 646 | F J Gannon | 3602 Port Sutton Road | Tampa | FL | 33619 | Hillsborough | 27.9072 | -82.4231 | FRCC |  |  | Hillsborough Bay | 22 | RE | 1 | Electric Utility |  | N |  | N |  | N |  | N | X | [7 empty] | Florida Gas Transmission Gulf Stream
18454 | Tampa Electric Co | 647 | Hookers Point | Foot of - Hemlock Street | Tampa | FL | 33619 | Hillsborough | 27.9375 | -82.4444 | FRCC |  |  | Hillsborough Bay | 22 | RE | 1 | Electric Utility |  | N |  | N |  | N |  |  | X
7140 | Georgia Power Co | 649 | Vogtle | 7821 River Road | Waynesboro | GA | 30830 | Burke | 33.1427 | -81.7625 | SERC | SOCO | Southern Company Services, Inc. - Trans | Savannah River | 22 | RE | 1 | Electric Utility |  | N |  | N |  | N |  | N | X |  | Georgia Power Co | 7140 | GA | 500
15296 | New York Power Authority | 650 | Kensico | NYPA-Kensico Site | Valhalla | NY | 10595 | Westchester | 41.0851 | -73.7748 | NPCC | NYIS | New York Independent System Operator | Kensico Reservoir | 22 | RE | 1 | Electric Utility |  | N |  | N |  | N |  | N | X |  | Consolidated Edison Co-NY Inc | 4226 | NY | 13.8
6616 | Fort Pierce Utilities Authority | 658 | Henry D King | 311 N. Indian River Dr | Ft. Pierce | FL | 34950 | St Lucie | 27.4486 | -80.3386 | FRCC | FMPP | Florida Municipal Power Pool | Municipality | 22 | RE | 1 | Electric Utility |  | N |  | N |  | N |  | N | X |  | Fort Pierce Utilities Auth | 6616 | FL | 69
6909 | Gainesville Regional Utilities | 663 | Deerhaven Generating Station | 10001 NW 13th Street | Gainesville | FL | 32606 | Alachua | 29.7592 | -82.3878 | FRCC | GVL | Gainesville Regional Utilities | Wells in Floridan Aquifer | 22 | RE | 1 | Electric Utility |  | N |  | N |  | N |  | Y | Y | OP | Gainesville Regional Utilities | 6909 | FL | 138 |  |  | Florida Gas Transmission
6909 | Gainesville Regional Utilities | 664 | John R Kelly | 515 SE 5 Ave | Gainesville | FL | 32601 | Alachua | 29.6461 | -82.3208 | FRCC | GVL | Gainesville Regional Utilities | Wells | 22 | RE | 1 | Electric Utility |  | N |  | N |  | N |  | N | X |  | Gainesville Regional Utilities | 6909 | FL | 138 |  |  | Florida Gas Transmission
8795 | City of Homestead - (FL) | 665 | G W Ivey | 675 N. Flagler Avenue | Homestead | FL | 33030 | Miami Dade | 25.4756 | -80.47 | FRCC | HST | City of Homestead | Wells | 22 | RE | 1 | Electric Utility |  | N |  | N |  | N |  | N | X |  | City of Homestead - (FL) | 8795 | FL | 13.2 |  |  | Florida Gas Transmission
9617 | JEA | 666 | J D Kennedy | 4215 Talleyrand Ave. | Jacksonville | FL | 32206 | Duval | 30.3648 | -81.626 | FRCC | JEA | JEA |  | 22 | RE | 1 | Electric Utility |  | N |  | N |  | N |  |  | X |  | JEA | 9617 | FL | 69 | 138 | 26 | Peoples Natural Gas
9617 | JEA | 667 | Northside Generating Station | 4377 Heckscher Drive | Jacksonville | FL | 32226 | Duval | 30.4172 | -81.5525 | FRCC | JEA | JEA | St. Johns River | 22 | RE | 1 | Electric Utility |  | N |  | N |  | N |  | Y | Y | OP | JEA | 9617 | FL | 230 | 138 | 27 | Peoples Natural Gas
9617 | JEA | 668 | Southside Generating Station | 801 Colorado Avenue | Jacksonville | FL | 32207 | Duval | 30.3164 | -81.6489 | FRCC |  |  | St. Johns River | 22 | RE | 1 | Electric Utility |  | N |  | N |  | N |  |  | X
10376 | Kissimmee Utility Authority | 672 | Hansel | 102 Lakeshore Blvd. | Kissimmee | FL | 34741 | Osceola | 28.2894 | -81.4079 | FRCC | FMPP | Florida Municipal Power Pool | Municipality | 22 | RE | 1 | Electric Utility |  | N |  | N |  | N |  | N | X |  | Kissimmee Utility Authority | 10376 | FL | 69
10620 | City of Lake Worth - (FL) | 673 | Tom G Smith | 117 College Avenue | Lake Worth | FL | 33460 | Palm Beach | 26.6128 | -80.0677 | FRCC | FMPP | Florida Municipal Power Pool | Municipality | 22 | RE | 1 | Electric Utility |  | N |  | N |  | N |  |  | X |  | City of Lake Worth - (FL) | 10620 | FL | 138 |  |  | Florida Public Utility
2518 | U S Bureau of Reclamation | 674 | Pilot Butte | n/a | Morton | WY | 82644 | Fremont | 43.219 | -108.7877 | WECC | WAUW | Western Area Power Administration UGP West | Wyoming Canal - Wind River | 22 | RE | 1 | Electric Utility |  | N |  | N |  | N |  |  | X |  | WAPA-- Western Area Power Administration | 27000 | WY | 34.5
10623 | City of Lakeland - (FL) | 675 | Larsen Memorial | 2002 E. Rd 92 | Lakeland | FL | 33801 | Polk | 28.0797 | -81.9228 | FRCC | FMPP | Florida Municipal Power Pool | Lake Parker | 22 | RE | 1 | Electric Utility |  | N |  | N |  | N |  | N | X |  | City of Lakeland - (FL) | 10623 | FL | 69 |  |  | Florida Gas Transmission and GulfStream
10623 | City of Lakeland - (FL) | 676 | C D McIntosh Jr | 3030 E. Lake Parker Dr | Lakeland | FL | 33801 | Polk | 28.0801 | -81.9229 | FRCC | FMPP | Florida Municipal Power Pool | Municipality | 22 | RE | 1 | Electric Utility |  | N |  | N |  | N |  | N | X |  | City of Lakeland - (FL) | 10623 | FL | 230 | 69 |  | Florida Gas Transmission and GulfStream
12989 | Village of Morrisville - (VT) | 678 | W K Sanders | 1740 Green River Dam Road | Hyde Park | VT | 5655 | Lamoille | 44.6253 | -72.5309 | NPCC | ISNE | ISO New England Inc. | Green River Reservoir | 22 | RE | 1 | Electric Utility |  | N |  | N |  | N |  | N | X |  | Village of Morrisville - (VT) | 12989 | VT | 34.5
56152 | New Smyrna Beach Utilities Commission | 679 | Smith Street | 305 Smith Street | New Smyrna Beach | FL | 32168 | Volusia | 29.0219 | -80.9644 | FRCC | NSB | New Smyrna Beach, Utilities Commission of | Municipality | 22 | RE | 1 | Electric Utility |  | N |  | N |  | N |  |  | X |  |  |  |  | 23
56152 | New Smyrna Beach Utilities Commission | 681 | W E Swoope | 2495 N Dixie Freeway | New Smyrna Beach | FL | 32168 | Volusia | 29.0219 | -80.9644 | FRCC | NSB | New Smyrna Beach, Utilities Commission of | Municipality | 22 | RE | 1 | Electric Utility |  | N |  | N |  | N |  |  | X |  |  |  |  | 23
14328 | Pacific Gas & Electric Co | 682 | Kerckhoff 2 | Smally Road | Auberry | CA | 93602 | Fresno | 37.0718 | -119.558 | WECC | CISO | California Independent System Operator | San Joaquin River | 22 | RE | 1 | Electric Utility |  | N |  | N |  | N |  |  | X |  | Pacific Gas & Electric Co | 14328 | CA | 115
14610 | Orlando Utilities Comm | 683 | Indian River Plant | 7800 South US Hwy | Titusville | FL | 32780 | Brevard | 28.4932 | -80.7801 | FRCC | FMPP | Florida Municipal Power Pool | Indian River | 22 | RE | 1 | Electric Utility |  | N |  | N |  | N |  | N | X |  | Orlando Utilities Comm | 14610 | FL | 230 |  |  | Florida Gas Transmission
14610 | Orlando Utilities Comm | 685 | St Cloud | 1718 10th Street | St. Cloud | FL | 34769 | Osceola | 28.2447 | -81.2881 | FRCC | FMPP | Florida Municipal Power Pool | Municipality | 22 | RE | 1 | Electric Utility |  | N |  | N |  | N |  | N | X |  | Orlando Utilities Comm | 14610 | FL | 230 |  |  | Florida Gas Transmission
18445 | City of Tallahassee - (FL) | 688 | Arvah B Hopkins | 1125 Geddie Road | Tallahassee | FL | 32304 | Leon | 30.4522 | -84.4 | FRCC | TAL | City of Tallahassee | Wells | 22 | RE | 1 | Electric Utility |  | N |  | N |  | N |  | N | X |  | City of Tallahassee - (FL) | 18445 | FL | 230 | 115 |  | Florida Gas Transmission
18445 | City of Tallahassee - (FL) | 689 | S O Purdom | Hwy 363 | St Marks | FL | 32355 | Wakulla | 30.1623 | -84.2007 | FRCC | TAL | City of Tallahassee | St. Marks River | 22 | RE | 1 | Electric Utility |  | N |  | N |  | N |  | N | X |  | Connexus Energy | 689 | MN | 115 | 69 |  | Florida Gas Transmission
27813 | USCE-Mobile District | 690 | J Woodruff | 1 Dam Access RD | Chattahoochee | FL | 32324 | Gadsden | 30.7086 | -84.8639 | FRCC | FPL | Florida Power & Light Company | Lake Seminole Reservoir | 22 | RE | 1 | Electric Utility |  | N |  | N |  | N |  | N | X |  | Florida Power & Light Co | 6452 | FL | 115
59632 | Medicine Bow Wind LLC | 692 | Medicine Bow | 475 Carbon Co. Rd. 3 | Medicine Bow | WY | 82329 | Carbon | 41.8353 | -106.2428 | WECC | WAUW | Western Area Power Administration UGP West |  | 22 | RE | 1 | Electric Utility |  | N |  | Y | 14-162-000 | N |  | N | X |  | WAPA-- Western Area Power Administration | 27000 | WY | 245
19804 | City of Vero Beach - (FL) | 693 | Vero Beach Municipal Power Plant | 100 17th St | Vero Beach | FL | 32961 | Indian River | 27.6334 | -80.3776 | FRCC | FMPP | Florida Municipal Power Pool | Indian River | 22 | RE | 1 | Electric Utility |  | N |  | N |  | N |  | N | X |  | City of Vero Beach - (FL) | 19804 | FL | 69 |  |  | Florida Gas Utilities
6443 | Florida Keys El Coop Assn, Inc | 696 | Marathon Generating Plant | 3421 Overseas Highway | Marathon | FL | 33050 | MONROE | 24.7108 | -81.0927 | FRCC | FPL | Florida Power & Light Company | Boot Key Harbor | 22 | RE | 1 | Electric Utility |  | N |  | N |  | N |  | N | X |  | Florida Keys El Coop Assn, Inc | 6443 | FL | 25
19150 | Trenton Municipal Utilities - (MO) | 698 | Trenton North | 921 Industrial Drive | Trenton | MO | 64683 | Grundy | 40.0786 | -93.635 | SERC | SWPP | Southwest Power Pool |  | 22 | RE | 1 | Electric Utility |  | N |  | N |  | N |  |  | X |  | Trenton Municipal Utilities - (MO) | 19150 | MO | 13.2
7140 | Georgia Power Co | 699 | Arkwright | Route 12 Arkwright Road | Macon | GA | 31208 | Bibb | 32.9269 | -83.6994 | SERC |  |  | Ocmulgee River | 22 | RE | 1 | Electric Utility |  | N |  | N |  | N |  | N | X
7140 | Georgia Power Co | 700 | Atkinson | 5551 South Cobb Drive | Smyrna | GA | 30080 | Cobb | 33.8175 | -84.4803 | SERC |  |  | Chattahoochee River | 22 | RE | 1 | Electric Utility |  | N |  | N |  | N |  |  | X
7140 | Georgia Power Co | 701 | Barnett Shoals | Barnett Shoals Road | Watkinsville | GA | 31024 | Oconee | 33.8395 | -83.3097 | SERC | SOCO | Southern Company Services, Inc. - Trans | Oconee River | 22 | RE | 1 | Electric Utility |  | N |  | N |  | N |  |  | X |  | Georgia Power Co | 7140 | GA | 12
7140 | Georgia Power Co | 702 | Bartletts Ferry | 61 Lee Road 335 | Salem | AL | 36874 | Lee | 32.662 | -85.0916 | SERC | SOCO | Southern Company Services, Inc. - Trans | Chattahoochee River | 22 | RE | 1 | Electric Utility |  | N |  | N |  | N |  |  | X |  | Georgia Power Co | 7140 | GA | 115
7140 | Georgia Power Co | 703 | Bowen | 317 Covered Bridge Road, SW | Cartersville | GA | 30120 | Bartow | 34.1256 | -84.9222 | SERC | SOCO | Southern Company Services, Inc. - Trans | Etowah River | 22 | RE | 1 | Electric Utility |  | N |  | N |  | N |  | Y | N | OP | Georgia Power Co | 7140 | GA | 500 | 230
7140 | Georgia Power Co | 704 | Burton Dam | 220 Day Lily Lane | Clayton | GA | 30523 | Rabun | 34.7939 | -83.5406 | SERC | SOCO | Southern Company Services, Inc. - Trans | Tallulah River | 22 | RE | 1 | Electric Utility |  | N |  | N |  | N |  |  | X |  | Georgia Power Co | 7140 | GA | 46
7140 | Georgia Power Co | 706 | Flint River | 1 Georgia Power Road | Albany | GA | 31071 | Dougherty | 31.6028 | -84.1376 | SERC | SOCO | Southern Company Services, Inc. - Trans | Flint River | 22 | RE | 1 | Electric Utility |  | N |  | N |  | N |  |  | X |  | Georgia Power Co | 7140 | GA | 46
7140 | Georgia Power Co | 707 | Goat Rock | Lee Road 328 | Smiths | AL | 36877 | Lee | 32.6097 | -85.0805 | SERC | SOCO | Southern Company Services, Inc. - Trans | Chattahoochee River | 22 | RE | 1 | Electric Utility |  | N |  | N |  | N |  |  | X |  | Georgia Power Co | 7140 | GA | 115
7140 | Georgia Power Co | 708 | Hammond | 5963 Alabama Hwy., SW. | Rome | GA | 30129 | Floyd | 34.2528 | -85.3456 | SERC | SOCO | Southern Company Services, Inc. - Trans | Coosa River | 22 | RE | 1 | Electric Utility |  | N |  | N |  | N |  | Y | N | OP | Georgia Power Co | 7140 | GA | 230
7140 | Georgia Power Co | 709 | Harllee Branch | 1100 Milledgeville Road | Milledgeville | GA | 31061 | Putnam | 33.195 | -83.2983 | SERC | SOCO | Southern Company Services, Inc. - Trans | Lake Sinclair | 22 | RE | 1 | Electric Utility |  | N |  | N |  | N |  | Y | N | OP | Georgia Power Co | 7140 | GA | 230
7140 | Georgia Power Co | 710 | Jack McDonough | 5551 South Cobb Drive | Smyrna | GA | 30080 | Cobb | 33.8239 | -84.4758 | SERC | SOCO | Southern Company Services, Inc. - Trans | Chattahoochee River | 22 | RE | 1 | Electric Utility |  | N |  | N |  | N |  | N | X |  | Georgia Power Co | 7140 | GA | 230 |  |  | Southern Natural Gas Atlanta Gas Light
7140 | Georgia Power Co | 711 | Langdale | Hwy 29 | Valley | AL | 36854 | Chambers | 32.8138 | -85.1678 | SERC | SOCO | Southern Company Services, Inc. - Trans | Chattahoochee River | 22 | RE | 1 | Electric Utility |  | N |  | N |  | N |  |  | X |  | Georgia Power Co | 7140 | GA | 11
7140 | Georgia Power Co | 712 | Lloyd Shoals | 180 Dam Road | Jackson | GA | 31024 | Jasper | 33.3208 | -83.8419 | SERC | SOCO | Southern Company Services, Inc. - Trans | Ocmulgee River | 22 | RE | 1 | Electric Utility |  | N |  | N |  | N |  |  | X |  | Georgia Power Co | 7140 | GA | 12
14328 | Pacific Gas & Electric Co | 714 | Toadtown | Toadtown Road | Mogalia | CA | 95954 | Butte | 39.8935 | -121.5934 | WECC | CISO | California Independent System Operator | West Branch Feather River | 22 | RE | 1 | Electric Utility |  | N |  | N |  | N |  |  | X |  | Pacific Gas & Electric Co | 14328 | CA | 12
7140 | Georgia Power Co | 715 | McManus | One Crispen Island | Brunswick | GA | 31523 | Glynn | 31.2136 | -81.5462 | SERC | SOCO | Southern Company Services, Inc. - Trans | Turtle River | 22 | RE | 1 | Electric Utility |  | N |  | N |  | N |  | N | X |  | Georgia Power Co | 7140 | GA | 230
7140 | Georgia Power Co | 717 | Morgan Falls | 380 Morgan Falls Road | Dunwoody | GA | 30350 | Fulton | 33.9684 | -84.3827 | SERC | SOCO | Southern Company Services, Inc. - Trans | Chattahoochee River | 22 | RE | 1 | Electric Utility |  | N |  | N |  | N |  |  | X |  | Georgia Power Co | 7140 | GA | 20
7140 | Georgia Power Co | 718 | Nacoochee | 44 Low Gap Road | Lakemont | GA | 30523 | Rabun | 34.7553 | -83.5011 | SERC | SOCO | Southern Company Services, Inc. - Trans | Tallulah River | 22 | RE | 1 | Electric Utility |  | N |  | N |  | N |  |  | X |  | Georgia Power Co | 7140 | GA | 46
7140 | Georgia Power Co | 719 | North Highlands | 3800 First Avenue | Columbus | GA | 31904 | Muscogee | 32.4988 | -84.9956 | SERC | SOCO | Southern Company Services, Inc. - Trans | Chattahoochee River | 22 | RE | 1 | Electric Utility |  | N |  | N |  | N |  |  | X |  | Georgia Power Co | 7140 | GA | 12
7140 | Georgia Power Co | 720 | Oliver Dam | 1000 Municipal Marina Road | Columbus | GA | 31904 | Muscogee | 32.5163 | -84.9969 | SERC | SOCO | Southern Company Services, Inc. - Trans | Chattahoochee River | 22 | RE | 1 | Electric Utility |  | N |  | N |  | N |  |  | X |  | Georgia Power Co | 7140 | GA | 115
7140 | Georgia Power Co | 722 | Sinclair Dam | Log Cabin Drive | Milledgeville | GA | 31024 | Baldwin | 33.1403 | -83.2028 | SERC | SOCO | Southern Company Services, Inc. - Trans | Oconee River | 22 | RE | 1 | Electric Utility |  | N |  | N |  | N |  |  | X |  | Georgia Power Co | 7140 | GA | 115
7140 | Georgia Power Co | 723 | Tallulah Falls | 500 Tallulah Plant Road | Tallulah Falls | GA | 30523 | Habersham | 34.7313 | -83.3755 | SERC | SOCO | Southern Company Services, Inc. - Trans | Tallulah River | 22 | RE | 1 | Electric Utility |  | N |  | N |  | N |  |  | X |  | Georgia Power Co | 7140 | GA | 115
7140 | Georgia Power Co | 724 | Terrora | 201 Y Camp Road | Tallulah Falls | GA | 30523 | Rabun | 34.7504 | -83.4063 | SERC | SOCO | Southern Company Services, Inc. - Trans | Tallulah River | 22 | RE | 1 | Electric Utility |  | N |  | N |  | N |  |  | X |  | Georgia Power Co | 7140 | GA | 115
7140 | Georgia Power Co | 725 | Tugalo | 5233 Tugalo Plant Road | Tallulah Falls | GA | 30523 | Habersham | 34.7133 | -83.3519 | SERC | SOCO | Southern Company Services, Inc. - Trans | Tugalo River | 22 | RE | 1 | Electric Utility |  | N |  | N |  | N |  |  | X |  | Georgia Power Co | 7140 | GA | 115
7140 | Georgia Power Co | 727 | Mitchell (GA) | 5200 Radium Springs Road | Albany | GA | 31705 | Dougherty | 31.4447 | -84.1347 | SERC | SOCO | Southern Company Services, Inc. - Trans | Flint River | 22 | RE | 1 | Electric Utility |  | N |  | N |  | N |  | Y | N | OP | Georgia Power Co | 7140 | GA | 115
7140 | Georgia Power Co | 728 | Yates | 708 Dyer Road | Newnan | GA | 30264 | Coweta | 33.4622 | -84.8986 | SERC | SOCO | Southern Company Services, Inc. - Trans | Chattahoochee River | 22 | RE | 1 | Electric Utility |  | N |  | N |  | N |  | Y | N | OP | Georgia Power Co | 7140 | GA | 230 |  |  | Transco
7140 | Georgia Power Co | 729 | Yonah | Yonah Dam Road | Toccoa | GA | 30523 | Stephens | 34.6815 | -83.3426 | SERC | SOCO | Southern Company Services, Inc. - Trans | Tugalo River | 22 | RE | 1 | Electric Utility |  | N |  | N |  | N |  |  | X |  | Georgia Power Co | 7140 | GA | 115
7140 | Georgia Power Co | 732 | Boulevard | Staley Avenue | Savannah | GA | 31405 | Chatham | 32.0411 | -81.145 | SERC | SOCO | Southern Company Services, Inc. - Trans |  | 22 | RE | 1 | Electric Utility |  | N |  | N |  | N |  | N | X |  | Georgia Power Co | 7140 | GA | 115 |  |  | Atlanta Gas Light
7140 | Georgia Power Co | 733 | Kraft | Crossgate Road | Port Wentworth | GA | 31405 | Chatham | 32.1486 | -81.1458 | SERC | SOCO | Southern Company Services, Inc. - Trans | Savannah River | 22 | RE | 1 | Electric Utility |  | N |  | N |  | N |  | Y | N | OP | Georgia Power Co | 7140 | GA | 115 |  |  | Atlanta Gas Light
7140 | Georgia Power Co | 734 | Riverside (GA) | River Street and MLK Boulevard | Savannah | GA | 31402 | Chatham | 32.0836 | -81.0956 | SERC |  |  | Savannah River | 22 | RE | 1 | Electric Utility |  | N |  | N |  | N |  |  | X
17539 | South Carolina Electric&Gas Company | 736 | Stevens Creek | 406 Stevens Creek Road | Martinez | GA | 30907 | Columbia | 33.5626 | -82.0512 | SERC | SCEG | South Carolina Electric & Gas Company | Savannah River | 22 | RE | 1 | Electric Utility |  | N |  | N |  | N |  | N | X |  | South Carolina Electric&Gas Company | 17539 | SC | 115
12397 | Metropolitan Water District of S CA | 745 | Etiwanda | 8248 Etiwanda Ave | Rancho Cucamonga | CA | 91730 | San Bernardino | 34.1035 | -117.5257 | WECC | CISO | California Independent System Operator | River | 22 | RE | 1 | Electric Utility |  | N |  | N |  | N |  | N | X |  | Southern California Edison Co | 17609 | CA | 66
18454 | Tampa Electric Co | 747 | Dinner Lake | 1246 North Ridgewood Dr. | Sebring | FL | 33870 | Highlands | 27.4925 | -81.4358 | FRCC |  |  | Municipality | 22 | RE | 1 | Electric Utility |  | N |  | N |  | N |  |  | X
18454 | Tampa Electric Co | 748 | Phillips | 7301 Haywood Taylor Blvd | Sebring | FL | 33876 | Highlands | 27.4439 | -81.3633 | FRCC | TEC | Tampa Electric Company | Wells | 22 | RE | 1 | Electric Utility |  | N |  | N |  | N |  |  | X |  | Tampa Electric Co | 18454 | FL | 69 |  |  | Florida Gas Transmission Gulf Stream
16612 | City & County of San Francisco | 751 | Moccasin Low Head Hydro Project | Hwy 120-49 junction | Moccassin | CA | 95347 | Tuolumne | 37.8164 | -120.312 | WECC | CISO | California Independent System Operator | Moccasin Reservoir | 22 | RE | 1 | Electric Utility |  | N |  | N |  | N |  |  | X |  | Pacific Gas & Electric Co | 14328 | CA | 115
4538 | Crisp County Power Comm | 752 | Lake Blackshear Project | 961 Power Dam Road | Warwick | GA | 31796 | WORTH | 31.8477 | -83.942 | SERC | SOCO | Southern Company Services, Inc. - Trans | Lake Blackshear | 22 | RE | 1 | Electric Utility |  | N |  | N |  | N |  | Y | N | OP | Crisp County Power Comm | 4538 | GA | 46
4538 | Crisp County Power Comm | 753 | Crisp Plant | 961 Powerdam Road | Warwick | GA | 31796 | WORTH | 31.8447 | -83.9407 | SERC | SOCO | Southern Company Services, Inc. - Trans | Lake Blackshear | 22 | RE | 1 | Electric Utility |  | N |  | N |  | N |  | Y | N | OP | Crisp County Power Comm | 4538 | GA | 46 |  |  | City of Cordele
19375 | USCE-Savannah District | 754 | Hartwell Lake | 6961 Anderson Highway | Hartwell | GA | 30643 | Hart | 34.3564 | -82.8219 | SERC | SEPA | Southeastern Power Administration | Savannah River | 22 | RE | 1 | Electric Utility |  | N |  | N |  | N |  | N | X |  | Duke Energy Carolinas, LLC | 5416 | NC | 230
18642 | Tennessee Valley Authority | 757 | Blue Ridge | 524 North River Rd | Blue Ridge | GA | 30513 | Fannin | 34.8839 | -84.2822 | SERC | TVA | Tennessee Valley Authority | Toccoa (Ocoee) River | 22 | RE | 1 | Electric Utility |  | N |  | N |  | N |  |  | X |  | Tennessee Valley Authority | 18642 | TN | 69
18642 | Tennessee Valley Authority | 758 | Nottely | Nottely Dam Rd. | Blairsville | GA | 30512 | Union | 34.9592 | -84.0876 | SERC | TVA | Tennessee Valley Authority | Nottely River | 22 | RE | 1 | Electric Utility |  | N |  | N |  | N |  |  | X |  | Tennessee Valley Authority | 18642 | TN | 69
27813 | USCE-Mobile District | 759 | Buford | 7000 Powerhouse Road | Buford | GA | 30518 | Forsyth | 34.1623 | -84.0774 | SERC | SOCO | Southern Company Services, Inc. - Trans | Chattahoochee River | 22 | RE | 1 | Electric Utility |  | N |  | N |  | N |  | N | X |  | Georgia Power Co | 7140 | GA | 115
27813 | USCE-Mobile District | 760 | Allatoona | 585 Allatoona Dam Road | Cartersville | GA | 30120 | Bartow | 34.1637 | -84.7282 | SERC | SOCO | Southern Company Services, Inc. - Trans | Etowah River | 22 | RE | 1 | Electric Utility |  | N |  | N |  | N |  | N | X |  | Georgia Power Co | 7140 | GA | 115
27813 | USCE-Mobile District | 761 | Walter F George | Powerhouse Rd | Ft. Gaines | GA | 36373 | Murray | 34.6142 | -84.6748 | SERC | SOCO | Southern Company Services, Inc. - Trans | Chattahoochee River | 22 | RE | 1 | Electric Utility |  | N |  | N |  | N |  | N | X |  | Alabama Power Co | 195 | AL | 115
14077 | Oklahoma Municipal Power Authority | 762 | Ponca | 1420 N. Union | Ponca City | OK | 74601 | Kay | 36.7198 | -97.0858 | SPP | SWPP | Southwest Power Pool | Municipality | 22 | RE | 1 | Electric Utility |  | N |  | N |  | N |  | N | X |  | City of Ponca City - (OK) | 15202 | OK | 69 |  |  | Oklahoma Natural Gas
19547 | Hawaiian Electric Co Inc | 764 | Honolulu | 170 Ala Moana Blvd | Honolulu | HI | 96813 | Honolulu | 21.3068 | -157.8819 | HICC |  |  | Pacific Ocean | 22 | RE | 1 | Electric Utility |  | N |  | N |  | N |  |  | X |  | Hawaiian Electric Co Inc | 19547 | HI | 46
19547 | Hawaiian Electric Co Inc | 765 | Kahe | 92-200 Farrington Hwy | Kapolei | HI | 96707 | Honolulu | 21.3564 | -158.1289 | HICC |  |  | Pacific Ocean | 22 | RE | 1 | Electric Utility |  | N |  | N |  | N |  |  | X |  | Hawaiian Electric Co Inc | 19547 | HI | 138
19547 | Hawaiian Electric Co Inc | 766 | Waiau | 475 Kamehamenha Hwy | Pearl City | HI | 96782 | Honolulu | 21.389 | -157.9615 | HICC |  |  | Pearl Harbor | 22 | RE | 1 | Electric Utility |  | N |  | N |  | N |  |  | X |  | Hawaiian Electric Co Inc | 19547 | HI | 138
8287 | Hawaii Electric Light Co Inc | 768 | Waimea | 66-1591 Kawaihae Road | Kamuela | HI | 96743 | Hawaii | 20.0252 | -155.6955 | HICC |  |  |  | 22 | RE | 1 | Electric Utility |  | N |  | N |  | N |  | N | X |  | Hawaii Electric Light Co Inc | 8287 | HI | 69
8287 | Hawaii Electric Light Co Inc | 769 | Kanoelehua | 54 Halekauila Street | Hilo | HI | 96720 | Hawaii | 19.7052 | -155.0625 | HICC |  |  |  | 22 | RE | 1 | Electric Utility |  | N |  | N |  | N |  | N | X |  | Hawaii Electric Light Co Inc | 8287 | HI | 69
8287 | Hawaii Electric Light Co Inc | 771 | Puueo | 117 Wainaku Avenue | Hilo | HI | 96720 | HAWAII | 19.7264 | -155.0908 | HICC |  |  | Wailuku River | 22 | RE | 1 | Electric Utility |  | N |  | N |  | N |  | N | X |  | Hawaii Electric Light Co Inc | 8287 | HI | 13.8
8287 | Hawaii Electric Light Co Inc | 772 | W H Hill | 54 Halekauila Street | Hilo | HI | 96720 | Hawaii | 19.7041 | -155.0607 | HICC |  |  | Wells | 22 | RE | 1 | Electric Utility |  | N |  | N |  | N |  | N | X |  | Hawaii Electric Light Co Inc | 8287 | HI | 69
14653 | PUD No 1 of Pend Oreille County | 773 | Sullivan CR | 12391 Sullivan Lake Rd | Metaline Falls | WA | 99153 | Pend Oreille | 48.8633 | -117.3453 | WECC |  |  | Harvey Creek And Sullivan Cree | 22 | RE | 1 | Electric Utility |  | N |  | N |  | N |  | N | X
8287 | Hawaii Electric Light Co Inc | 774 | Waiau Hydro | Waianuenue Ave and Hwy 200 | Hilo | HI | 96720 | Hawaii | 19.7203 | -155.1189 | HICC |  |  | Wailuku River | 22 | RE | 1 | Electric Utility |  | N |  | N |  | N |  | N | X |  | Hawaii Electric Light Co Inc | 8287 | HI | 13.8
14191 | South Feather Water and Power Agency | 776 | Sly Creek | Barton Hill Road | Forbestown | CA | 95941 | Butte | 39.5804 | -121.1195 | WECC | CISO | California Independent System Operator | South Fork Feather River | 22 | RE | 1 | Electric Utility |  | N |  | N |  | N |  | N | X |  | Pacific Gas & Electric Co | 14328 | CA | 115
1179 | Emera Maine | 783 | Basin Mills | Route 2 below Orono Dam | Orono | ME | 4473 | Penobscot | 44.875 | -68.6731 | NPCC |  |  | Penobscot River | 22 | RE | 1 | Electric Utility |  | N |  | N |  | N |  |  | X
1179 | Emera Maine | 784 | Veazie C | 135 Shore Road | Veazie | ME | 4401 | Penobscot | 44.8367 | -68.6981 | NPCC |  |  | Penobscot River | 22 | RE | 1 | Electric Utility |  | N |  | N |  | N |  |  | X
3271 | Central Nebraska Pub P&I Dist | 785 | Kingsley | 199 Central District Drive | Ogallala | NE | 69153 | Keith | 41.2114 | -101.6681 | MRO | SWPP | Southwest Power Pool | North Platte River | 22 | RE | 1 | Electric Utility |  | N |  | N |  | N |  | N | X |  | Nebraska Public Power District | 13337 | NE | 115
7601 | Green Mountain Power Corp | 788 | East Barnet | 29 Cannon Lane | Barnet | VT | 5821 | Caledonia | 44.3263 | -72.0359 | NPCC | ISNE | ISO New England Inc. | Passumpsic River | 22 | RE | 1 | Electric Utility |  | N |  | N |  | N |  |  | X |  | Green Mountain Power Corp | 7601 | VT | 46
40215 | Cordova Electric Coop, Inc | 789 | Orca | 103 Orca Road | Cordova | AK | 99574 | Valdez Cordova | 60.555 | -145.7531 | ASCC |  |  |  | 22 | RE | 1 | Electric Utility |  | N |  | N |  | N |  | N | X |  | Cordova Electric Coop, Inc | 40215 | AK | 13
9187 | City of Idaho Falls - (ID) | 790 | Gem State | 8635 S. 35th West | Idaho Falls | ID | 83402 | Bonneville | 43.4202 | -112.1019 | WECC | PACE | PacifiCorp - East | Snake River | 22 | RE | 1 | Electric Utility |  | N |  | N |  | N |  |  | X |  | City of Idaho Falls - (ID) | 9187 | ID | 161
7751 | Guadalupe Blanco River Authority | 791 | Canyon | 16930 South Access Road | Canyon Lake | TX | 78155 | Comal | 29.8706 | -98.1947 | TRE | ERCO | Electric Reliability Council of Texas, Inc. | Canyon Lake | 22 | RE | 1 | Electric Utility |  | N |  | N |  | N |  |  | X |  | City of New Braunfels - (TX) | 13418 | TX | 138
11843 | Maui Electric Co Ltd | 792 | Palaau Power | 32A Ulili Street | Kaunakakai | HI | 96748 | Maui | 21.106 | -157.0647 | HICC |  |  | Municipality | 22 | RE | 1 | Electric Utility |  | N |  | N |  | N |  | N | X |  | Maui Electric Co Ltd | 11843 | HI | 34 | 12.47
6958 | City of Garland - (TX) | 794 | Lewisville | 1500 N Mill St | Lewisville | TX | 75067 | DENTON | 33.0685 | -96.9638 | TRE | ERCO | Electric Reliability Council of Texas, Inc. | Lewisville Lake | 22 | RE | 1 | Electric Utility |  | N |  | N |  | N |  | N | X |  | City of Denton - (TX) | 5063 | TX | 69
39006 | Brookfield White Pine Hydro LLC | 805 | Charles E Monty | 54 Island Avenue | Lewiston | ME | 4240 | Androscoggin | 44.0995 | -70.2209 | NPCC | ISNE | ISO New England Inc. | Androscoggin River | 22 | NR | 2 | IPP Non-CHP |  | N |  | N |  | Y | 99-35-000 |  | X |  | Central Maine Power Co | 3266 | ME | 34
15296 | New York Power Authority | 808 | Jarvis (Hinckley) | None | Hinckley | NY | 13352 | Oneida | 43.3121 | -75.109 | NPCC | NYIS | New York Independent System Operator | Hinckley Reservoir | 22 | RE | 1 | Electric Utility |  | N |  | N |  | N |  | N | X |  | New York Power Authority | 15296 |  | 34.5
9191 | Idaho Power Co | 809 | American Falls | 2891 Fish Hatchery Road | American Falls | ID | 83211 | Power | 42.7778 | -112.8764 | WECC | IPCO | Idaho Power Company | Snake River | 22 | RE | 1 | Electric Utility |  | N |  | N |  | N |  | N | X |  | Idaho Power Co | 9191 | ID | 138
9191 | Idaho Power Co | 810 | Bliss | 1925 Power Plant Road | Bliss | ID | 83314 | Gooding | 42.9138 | -115.071 | WECC | IPCO | Idaho Power Company | Snake River | 22 | RE | 1 | Electric Utility |  | N |  | N |  | N |  | N | X |  | Idaho Power Co | 9191 | ID | 138
9191 | Idaho Power Co | 811 | Brownlee | ID Highway #71 @ the Snake R. | Cambridge | ID | 83610 | Washington | 44.8367 | -116.8975 | WECC | IPCO | Idaho Power Company | Snake River | 22 | RE | 1 | Electric Utility |  | N |  | N |  | N |  | N | X |  | Idaho Power Co | 9191 | ID | 230
9191 | Idaho Power Co | 812 | C J Strike | 26378 Strike Dam Cutoff Road | Bruneau | ID | 83604 | Owyhee | 42.9449 | -115.9779 | WECC | IPCO | Idaho Power Company | Snake River | 22 | RE | 1 | Electric Utility |  | N |  | N |  | N |  | N | X |  | Idaho Power Co | 9191 | ID | 138
9191 | Idaho Power Co | 813 | Cascade Dam | 601 Lake Way | Cascade | ID | 83611 | Valley | 44.5256 | -116.0483 | WECC | IPCO | Idaho Power Company | N Fork Of The Payette River | 22 | RE | 1 | Electric Utility |  | N |  | N |  | N |  | N | X |  | Idaho Power Co | 9191 | ID | 69
9191 | Idaho Power Co | 814 | Clear Lake | 3696 Canyon Lane | Buhl | ID | 83316 | Gooding | 42.667 | -114.7801 | WECC | IPCO | Idaho Power Company | Clear Lake Outlet | 22 | RE | 1 | Electric Utility |  | N |  | N |  | N |  | N | X |  | Idaho Power Co | 9191 | ID | 46
9191 | Idaho Power Co | 815 | Lower Malad | 2.5 Miles N, Highway 30 | Hagerman | ID | 83332 | Gooding | 42.8658 | -114.9062 | WECC | IPCO | Idaho Power Company | Big Wood Malad River | 22 | RE | 1 | Electric Utility |  | N |  | N |  | N |  | N | X |  | Idaho Power Co | 9191 | ID | 138
9191 | Idaho Power Co | 816 | Lower Salmon | 902 D Justice Grade | Hagerman | ID | 83332 | Gooding | 42.8416 | -114.9036 | WECC | IPCO | Idaho Power Company | Snake River | 22 | RE | 1 | Electric Utility |  | N |  | N |  | N |  | N | X |  | Idaho Power Co | 9191 | ID | 138
9191 | Idaho Power Co | 817 | Salmon Diesel | 14 St. Charles Rd. | Salmon | ID | 83467 | Lemhi | 45.1834 | -113.8853 | WECC | IPCO | Idaho Power Company |  | 22 | RE | 1 | Electric Utility |  | N |  | N |  | N |  | N | X |  | Idaho Power Co | 9191 | ID | 69
9191 | Idaho Power Co | 818 | Shoshone Falls | 730 Canyon Drive | Twin Falls | ID | 83301 | Jerome | 42.5975 | -114.4033 | WECC | IPCO | Idaho Power Company | Snake River | 22 | RE | 1 | Electric Utility |  | N |  | N |  | N |  | N | X |  | Idaho Power Co | 9191 | ID | 46
9191 | Idaho Power Co | 819 | Swan Falls | 27201 Swan Falls Rd | Kuna | ID | 83634 | Ada | 43.2435 | -116.3791 | WECC | IPCO | Idaho Power Company | Snake River | 22 | RE | 1 | Electric Utility |  | N |  | N |  | N |  | N | X |  | Idaho Power Co | 9191 | ID | 138
9191 | Idaho Power Co | 820 | Thousand Springs | 1230A Thousand Springs Grade | Wendell | ID | 83355 | Gooding | 42.7405 | -114.8367 | WECC | IPCO | Idaho Power Company | Thousand Springs | 22 | RE | 1 | Electric Utility |  | N |  | N |  | N |  | N | X |  | Idaho Power Co | 9191 | ID | 46
9191 | Idaho Power Co | 821 | Twin Falls (ID) | 3593 Twin Falls Grade | Kimberly | ID | 83341 | Twin Falls | 42.5892 | -114.3553 | WECC | IPCO | Idaho Power Company | Snake River | 22 | RE | 1 | Electric Utility |  | N |  | N |  | N |  | N | X |  | Idaho Power Co | 9191 | ID | 138
9191 | Idaho Power Co | 822 | Upper Salmon A | Salmon Falls Rd. | Hagerman | ID | 83332 | Twin Falls | 42.7674 | -114.9247 | WECC | IPCO | Idaho Power Company | Snake River | 22 | RE | 1 | Electric Utility |  | N |  | N |  | N |  | N | X |  | Idaho Power Co | 9191 | ID | 138
9191 | Idaho Power Co | 823 | Upper Malad | 2.5 Miles N, Highway 30 | Hagerman | ID | 83332 | Gooding | 42.8643 | -114.8855 | WECC | IPCO | Idaho Power Company | Big Wood Malad River | 22 | RE | 1 | Electric Utility |  | N |  | N |  | N |  | N | X |  | Idaho Power Co | 9191 | ID | 46
14354 | PacifiCorp | 825 | Ashton | 1338 N 3300 E | Ashton | ID | 83420 | Fremont | 44.0786 | -111.4973 | WECC | PACE | PacifiCorp - East | Henrys Fork Of The Snake River | 22 | RE | 1 | Electric Utility |  | N |  | N |  | N |  |  | X |  | PacifiCorp | 14354 | ID | 46
14354 | PacifiCorp | 826 | Cove | Cove Powerplant Road | Grace | ID | 83241 | Caribou | 42.5144 | -111.7931 | WECC | PACE | PacifiCorp - East | Bear River | 22 | RE | 1 | Electric Utility |  | N |  | N |  | N |  |  | X |  | PacifiCorp | 14354 | OR
14354 | PacifiCorp | 827 | Grace | 822 Grace Power Plant Road | Grace | ID | 83241 | Caribou | 42.5367 | -111.794 | WECC | PACE | PacifiCorp - East | Bear River | 22 | RE | 1 | Electric Utility |  | N |  | N |  | N |  |  | X |  | PacifiCorp | 14354 | ID | 138
14354 | PacifiCorp | 829 | Oneida | Oneida Narrows Road | Riverdale | ID | 83263 | Franklin | 42.2678 | -111.7485 | WECC | PACE | PacifiCorp - East | Bear River | 22 | RE | 1 | Electric Utility |  | N |  | N |  | N |  |  | X |  | PacifiCorp | 14354 | ID | 138
14354 | PacifiCorp | 831 | Soda | 1579 Soda Power Plant Road | Soda Springs | ID | 83276 | Caribou | 42.6446 | -111.6967 | WECC | PACE | PacifiCorp - East | Bear River | 22 | RE | 1 | Electric Utility |  | N |  | N |  | N |  |  | X |  | PacifiCorp | 14354 | ID | 138
20169 | Avista Corp | 833 | Cabinet Gorge | 61940 Hwy 200 | Clark Fork | ID | 83811 | Bonner | 48.0844 | -116.0531 | WECC | AVA | Avista Corporation | Clark Fork River | 22 | RE | 1 | Electric Utility |  | N |  | N |  | N |  | N | X |  | Avista Corp | 20169 | ID | 230
20169 | Avista Corp | 835 | Post Falls | 1091 W 4th Ave. | Post Falls | ID | 83854 | Kootenai | 47.7033 | -116.9539 | WECC | AVA | Avista Corporation | Spokane River | 22 | RE | 1 | Electric Utility |  | N |  | N |  | N |  | N | X |  | Avista Corp | 20169 | ID | 115
13402 | Nevada Irrigation District | 839 | Scott Flat | Hwy 20 At Scotts Flat Rd/ Dam | Nevada City | CA | 95959 | Nevada | 39.2721 | -120.9325 | WECC | CISO | California Independent System Operator | Deer Creek | 22 | NR | 2 | IPP Non-CHP |  | N |  | N |  | N |  | N | X |  | Pacific Gas & Electric Co | 14328 | CA | 12
19400 | USACE Northwestern Division | 840 | Dworshak | P.O. BOX 48 | Ahsahka | ID | 83520 | Clearwater | 46.5143 | -116.2977 | WECC | BPAT | Bonneville Power Administration | Clearwater River | 22 | RE | 1 | Electric Utility |  | N |  | N |  | N |  | N | X |  | Bonneville Power Administration | 1738 | ID | 500
9187 | City of Idaho Falls - (ID) | 841 | City Power Plant | 140 S. Capital Ave. | Idaho Falls | ID | 83402 | Bonneville | 43.4914 | -112.0454 | WECC | PACE | PacifiCorp - East | Snake River | 22 | RE | 1 | Electric Utility |  | N |  | N |  | N |  |  | X |  | City of Idaho Falls - (ID) | 9187 | ID | 46
9187 | City of Idaho Falls - (ID) | 843 | Lower No 2 | 1690 W. Sunnyside | Idaho Falls | ID | 83402 | Bonneville | 43.4684 | -112.0626 | WECC | PACE | PacifiCorp - East | Snake River | 22 | RE | 1 | Electric Utility |  | N |  | N |  | N |  |  | X |  | City of Idaho Falls - (ID) | 9187 | ID | 46
9187 | City of Idaho Falls - (ID) | 844 | Upper Power Plant | 6598 West River Road | Idaho Falls | ID | 83402 | Bonneville | 43.5527 | -112.051 | WECC | PACE | PacifiCorp - East | Snake River | 22 | RE | 1 | Electric Utility |  | N |  | N |  | N |  |  | X |  | City of Idaho Falls - (ID) | 9187 | ID | 46
13402 | Nevada Irrigation District | 846 | Combie South | Hwy 49 At Combie Rd/ Dam | Auburn | CA | 95722 | Nevada | 39.0096 | -121.0591 | WECC | CISO | California Independent System Operator | Bear River | 22 | NR | 2 | IPP Non-CHP |  | N |  | N |  | N |  | N | X |  | Pacific Gas & Electric Co | 14328 | CA | 12
2518 | U S Bureau of Reclamation | 850 | Palisades Dam | n/a | Palisades | ID | 83428 | Bonneville | 43.3348 | -111.2058 | WECC | BPAT | Bonneville Power Administration | Snake River | 22 | RE | 1 | Electric Utility |  | N |  | N |  | N |  |  | X |  | Bonneville Power Administration | 1738 | ID | 115
19400 | USACE Northwestern Division | 851 | Albeni Falls | 2376 East Highway 2 | Oldtown | ID | 83822 | Bonner | 48.1802 | -116.9986 | WECC | BPAT | Bonneville Power Administration | Pend Orille Lake | 22 | RE | 1 | Electric Utility |  | N |  | N |  | N |  | N | X |  | Bonneville Power Administration | 1738 | ID | 115
49756 | Illinois Power Resources Generating LLC | 856 | E D Edwards | 7800 South Cilco Lane | Bartonville | IL | 61607 | Peoria | 40.5958 | -89.6631 | SERC | MISO | Midcontinent Independent Transmission System Operator, Inc.. | Illinois River | 22 | NR | 2 | IPP Non-CHP |  | N |  | N |  | N |  | Y | N | OP | Ameren Illinois Company | 56697 | IL | 138
49756 | Illinois Power Resources Generating LLC | 860 | Sterling Avenue | 4320 N. Sterling Avenue | Peori | IL | 61615 | Peoria | 40.6253 | -89.6311 | SERC | MISO | Midcontinent Independent Transmission System Operator, Inc.. | Municipality | 22 | NR | 2 | IPP Non-CHP |  | N |  | N |  | N |  |  | X |  |  |  |  | 69
520 | Illinois Power Generating Co | 861 | Coffeen | 134 CIPS Lane | Coffeen | IL | 62017 | Montgomery | 39.0586 | -89.4031 | SERC | MISO | Midcontinent Independent Transmission System Operator, Inc.. | McDavid Branch | 22 | NR | 2 | IPP Non-CHP |  | N |  | N |  | N |  | Y | N | OP | Ameren Illinois Company | 56697 | IL | 345
59371 | Mainline Generation LLC | 862 | Grand Tower Energy Center LLC | 1820 Power Plant Road | Grand Tower | IL | 62942 | Jackson | 37.6577 | -89.5112 | SERC | MISO | Midcontinent Independent Transmission System Operator, Inc.. | Mississippi River | 22 | NR | 2 | IPP Non-CHP |  | N |  | N |  | Y | 14,11 | Y | N | OP | Ameren Illinois Company | 56697 | IL | 138 |  |  | NGPL
12384 | Midwest Generations EME LLC | 865 | Bloom | East Steger Rd & State St | Bloom | IL | 60411 | Cook | 42.0572 | -87.8694 | RFC |  |  |  | 22 | NR | 2 | IPP Non-CHP |  | N |  | N |  | Y | 99-224-000 |  | X
12384 | Midwest Generations EME LLC | 866 | Calumet | 100th St & Avenue M | Chicago | IL | 60409 | Cook | 41.7136 | -87.5428 | RFC |  |  |  | 22 | NR | 2 | IPP Non-CHP |  | N |  | N |  | Y | 99-224-000 |  | X
12384 | Midwest Generations EME LLC | 867 | Crawford | 3501 S Crawford Ave | Chicago | IL | 60623 | Cook | 41.8285 | -87.7229 | RFC | PJM | PJM Interconnection, LLC | Chicago Sanitary and Ship | 22 | NR | 2 | IPP Non-CHP |  | N |  | N |  | Y | 99-224-000 | N | X |  | Commonwealth Edison Co | 4110 | IL | 138
55951 | Exelon Nuclear | 869 | Dresden Generating Station | 12RR1 Morris | Morris | IL | 60450 | Grundy | 41.39 | -88.27 | RFC | PJM | PJM Interconnection, LLC | Kankakee River | 22 | NR | 2 | IPP Non-CHP |  | N |  | N |  | N |  | N | X |  | Commonwealth Edison Co | 4110 | IL | 345
12384 | Midwest Generations EME LLC | 870 | Electric Junction | Farnsworth & Diehl Roads | Aurora | IL | 60519 | DuPage | 41.8333 | -88.0833 | RFC |  |  |  | 22 | NR | 2 | IPP Non-CHP |  | N |  | N |  | Y | 99-224-000 |  | X
12384 | Midwest Generations EME LLC | 874 | Joliet 9 | 1601 Patterson Rd | Joliet | IL | 60436 | Will | 41.4931 | -88.1153 | RFC | PJM | PJM Interconnection, LLC | Desplaines River | 22 | NR | 2 | IPP Non-CHP |  | N |  | N |  | Y | 99-224-000 | Y | N | OP | Commonwealth Edison Co | 4110 | IL | 138 |  |  | NiCor Gas Company
59918 | Dynegy Kincaid Generation | 876 | Kincaid Generation LLC | 4 Miles West of Kincaid Rt 104 | Kincaid | IL | 62540 | Christian | 39.5906 | -89.4964 | RFC | PJM | PJM Interconnection, LLC | Sangchris Lake | 22 | NR | 2 | IPP Non-CHP |  | N |  | N |  | Y | 97-50-000 | Y | N | OP | Commonwealth Edison Co | 4110 | IL | 345 |  |  | Panhandle Eastern Pipeline (Ameren)
12384 | Midwest Generations EME LLC | 877 | Lombard | 1N420 Swift Rd | Lombard | IL | 60148 | DuPage | 41.89 | -88.0617 | RFC |  |  |  | 22 | NR | 2 | IPP Non-CHP |  | N |  | N |  | Y | 99-224-000 |  | X
12384 | Midwest Generations EME LLC | 879 | Powerton | Rt 29 & Manito Rd | Pekin | IL | 61554 | Tazewell | 40.5408 | -89.6786 | RFC | PJM | PJM Interconnection, LLC | Illinois River | 22 | NR | 2 | IPP Non-CHP |  | N |  | N |  | Y | 99-224-000 | Y | Y | OP | Commonwealth Edison Co | 4110 | IL | 345 |  |  | Ameren Cilco
55951 | Exelon Nuclear | 880 | Quad Cities Generating Station | 22710 206 Ave N | Cordova | IL | 61242 | Rock Island | 41.7261 | -90.3103 | RFC | PJM | PJM Interconnection, LLC | Mississippi River | 22 | NR | 2 | IPP Non-CHP |  | N |  | N |  | N |  | N | X |  | Commonwealth Edison Co | 4110 | IL | 345
12384 | Midwest Generations EME LLC | 882 | Sabrooke | 123 Energy Ave | Rockford | IL | 61109 | Winnebago | 42.2169 | -89.0522 | RFC |  |  |  | 22 | NR | 2 | IPP Non-CHP |  | N |  | N |  | Y | 99-224-000 |  | X
12384 | Midwest Generations EME LLC | 883 | Waukegan | 10 Greenwood Ave | Waukegan | IL | 60087 | Lake | 42.3833 | -87.8133 | RFC | PJM | PJM Interconnection, LLC | Lake Michigan | 22 | NR | 2 | IPP Non-CHP |  | N |  | N |  | Y | 99-224-000 | Y | Y | OP | Commonwealth Edison Co | 4110 | IL | 138 |  |  | Nicor Gas
12384 | Midwest Generations EME LLC | 884 | Will County | 529 Romeo Rd | Romeoville | IL | 60446 | Will | 41.6334 | -88.0629 | RFC | PJM | PJM Interconnection, LLC | Chicago Sanitary and Ship | 22 | NR | 2 | IPP Non-CHP |  | N |  | N |  | Y | 99-224-000 | Y | Y | OP | Commonwealth Edison Co | 4110 | IL | 138
12384 | Midwest Generations EME LLC | 886 | Fisk Street | 1111 W Cermak Rd | Chicago | IL | 60608 | Cook | 41.8508 | -87.6533 | RFC | PJM | PJM Interconnection, LLC | Chicago Sanitary and Ship | 22 | NR | 2 | IPP Non-CHP |  | N |  | N |  | Y | 99-224-000 | N | X |  | Commonwealth Edison Co | 4110 | IL | 138
5748 | Electric Energy Inc | 887 | Joppa Steam | 2100 Portland Road | Joppa | IL | 62953 | Massac | 37.2094 | -88.8589 | SERC | EEI | Electric Energy, Inc. | Ohio River | 22 | NR | 2 | IPP Non-CHP |  | N |  | N |  | Y | 00-148-000 | Y | N | OP | Ameren Illinois Company | 56697 | IL | 161 |  |  | Trunkline Gas Company
5517 | Dynegy Midwest Generation Inc | 889 | Baldwin Energy Complex | 10901 Baldwin Rd Box146 | Baldwin | IL | 62217 | Randolph | 38.205 | -89.8544 | SERC | MISO | Midcontinent Independent Transmission System Operator, Inc.. | Baldwin Lake, Kaskaskia River | 22 | NR | 2 | IPP Non-CHP |  | N |  | N |  | N |  | Y | N | OP | Ameren Illinois Company | 56697 | IL | 345
5517 | Dynegy Midwest Generation Inc | 891 | Havana | 15260 N State Route 78 | Havana | IL | 62644 | Mason | 40.2797 | -90.08 | SERC | MISO | Midcontinent Independent Transmission System Operator, Inc.. | Illinois River | 22 | NR | 2 | IPP Non-CHP |  | N |  | N |  | N |  | Y | Y | OP | Ameren Illinois Company | 56697 | IL | 138
5517 | Dynegy Midwest Generation Inc | 892 | Hennepin Power Station | 13498 East 800th St | Hennepin | IL | 61327 | Putnam | 41.3028 | -89.315 | SERC | MISO | Midcontinent Independent Transmission System Operator, Inc.. | Illinois River | 22 | NR | 2 | IPP Non-CHP |  | N |  | N |  | N |  | Y | Y | OP | Ameren Illinois Company | 56697 | IL | 138 |  |  | Natural Gas Pipeline of America
5517 | Dynegy Midwest Generation Inc | 894 | Oglesby | State Highway 351 | Oglesby | IL | 61348 | LaSalle | 41.2897 | -89.0725 | SERC | MISO | Midcontinent Independent Transmission System Operator, Inc.. | Municipality | 22 | NR | 2 | IPP Non-CHP |  | N |  | N |  | N |  | N | X |  |  |  |  | 138
5517 | Dynegy Midwest Generation Inc | 895 | Stallings | State Highway 162 | Gramte City | IL | 62040 | Madison | 38.7314 | -90.0461 | SERC | MISO | Midcontinent Independent Transmission System Operator, Inc.. | Municipality | 22 | NR | 2 | IPP Non-CHP |  | N |  | N |  | N |  | N | X |  |  |  |  | 138
5517 | Dynegy Midwest Generation Inc | 897 | Vermilion | County Road 2150 N | Oakwood | IL | 61858 | Vermilion | 40.1781 | -87.7481 | SERC | MISO | Midcontinent Independent Transmission System Operator, Inc.. | Vermilion Reservoir | 22 | NR | 2 | IPP Non-CHP |  | N |  | N |  | N |  | Y | N | OS |  |  |  | 138
5517 | Dynegy Midwest Generation Inc | 898 | Wood River | #1 Chessen Lane | Alton | IL | 62002 | Madison | 38.8639 | -90.1347 | SERC | MISO | Midcontinent Independent Transmission System Operator, Inc.. | Mississippi River | 22 | NR | 2 | IPP Non-CHP |  | N |  | N |  | N |  | Y | Y | OP | Ameren Illinois Company | 56697 | IL | 138 |  |  | Mississippi River Transmission
12341 | MidAmerican Energy Co | 899 | Moline | 100 2nd Street | Moline | IL | 61265 | Rock Island | 41.51 | -90.534 | MRO | MISO | Midcontinent Independent Transmission System Operator, Inc.. | Mississippi River | 22 | RE | 1 | Electric Utility |  | N |  | N |  | N |  | N | X |  | MidAmerican Energy Co | 12341 | IL | 69 |  |  | MidAmerican Energy Company
56589 | Bottle Rock Power LLC | 902 | Bottle Rock Power | 7385 High Valley Road | Cobb | CA | 95426 | Lake | 38.8348 | -122.7677 | WECC | CISO | California Independent System Operator | By steam condensation | 22 | NR | 2 | IPP Non-CHP |  | N |  | N |  | N |  |  | X |  | Pacific Gas & Electric Co | 14328 | CA | 230
21581 | Midwest Hydro LLC | 903 | Rockton | Center & Hawick Street | Rockton | IL | 61072 | Winnebago | 42.4511 | -89.0756 | RFC | PJM | PJM Interconnection, LLC | Rock River | 22 | NR | 2 | IPP Non-CHP |  | N |  | Y | 06-263-000 | N |  |  | X |  | Commonwealth Edison Co | 4110 | IL | 12.4
3255 | California Dept. of Water Resources | 905 | Alamo | 34534 116 St. E. P.O Box 1187 | Pearblossom | CA | 93553 | Los Angeles | 34.8158 | -118.6867 | WECC | CISO | California Independent System Operator | Water From Penstocks Ca Aquedu | 22 | RE | 1 | Electric Utility |  | N |  | N |  | N |  |  | X |  | Southern California Edison Co | 17609 | CA | 66
19436 | Union Electric Co - (MO) | 913 | Venice | 701 Main Street | Venice | IL | 62090 | Madison | 38.6642 | -90.1764 | SERC | MISO | Midcontinent Independent Transmission System Operator, Inc.. | Mississippi River | 22 | RE | 1 | Electric Utility |  | N |  | N |  | N |  | N | X |  | Union Electric Co - (MO) | 19436 | MO | 138 |  |  | Enable Mississippi River Transmission pipeline (MRT)
14624 | PUD No 2 of Grant County | 917 | Quincy Chute | White Trail Road | Quincy | WA | 98848 | Grant | 46.9825 | -119.2578 | WECC | GCPD | Public Utility District No. 2 of Grant County, Washington | West Canal Of Columbia Basin | 22 | RE | 1 | Electric Utility |  | N |  | N |  | N |  | N | X |  | PUD No 2 of Grant County | 14624 | WA | 115
5932 | City of Ephraim - (UT) | 925 | Hydro Plant No 3 | 4785 E 4800 N | east of Ephraim | UT | 84627 | Sanpete | 39.2056 | -111.3344 | WECC | PACE | PacifiCorp - East | New Canyon Culinary Wtr Spr | 22 | RE | 1 | Electric Utility |  | N |  | N |  | N |  |  | X |  | City of Ephraim - (UT) | 5932 | UT | 2.4
2188 | City of Breese - (IL) | 934 | Breese | 800 North First Street | Breese | IL | 62230 | Clinton | 38.6075 | -89.5245 | SERC | MISO | Midcontinent Independent Transmission System Operator, Inc.. | Municipality | 22 | RE | 1 | Electric Utility |  | N |  | N |  | N |  |  | X |  | City of Breese - (IL) | 2188 | IL | 69 |  |  | Ameren
2634 | City of Bushnell - (IL) | 935 | Bushnell | 175 Charles Street | Bushnell | IL | 61422 | McDonough | 40.5486 | -90.5138 | SERC | MISO | Midcontinent Independent Transmission System Operator, Inc.. | Municipality | 22 | RE | 1 | Electric Utility |  | N |  | N |  | N |  | N | X |  | City of Bushnell - (IL) | 2634 | IL | 69 |  |  | Bushnell Municipal Utility
3037 | City of Carlyle - (IL) | 936 | Carlyle | 550 First St | Carlyle | IL | 62231 | CLINTON | 38.6106 | -89.3583 | SERC | MISO | Midcontinent Independent Transmission System Operator, Inc.. | Municipality | 22 | RE | 1 | Electric Utility |  | N |  | N |  | N |  | N | X |  | City of Carlyle - (IL) | 3037 | IL | 69 |  |  | Ameren Illinois
3040 | City of Carmi - (IL) | 937 | Carmi | 108 Shipley | Carmi | IL | 62821 | White | 38.0967 | -88.1631 | SERC | MISO | Midcontinent Independent Transmission System Operator, Inc.. | Municipality | 22 | RE | 1 | Electric Utility |  | N |  | N |  | N |  | N | X |  | Ameren Illinois Company | 56697 | IL | 69 |  |  | Consumers Gas
6141 | City of Fairfield- (IL) | 940 | Fairfield | 106 NW 6th Street | Fairfield | IL | 62837 | Wayne | 38.3797 | -88.3669 | SERC | MISO | Midcontinent Independent Transmission System Operator, Inc.. | Municipality | 22 | RE | 1 | Electric Utility |  | N |  | N |  | N |  |  | X |  | City of Fairfield- (IL) | 6141 | IL | 138
6192 | City of Farmer City - (IL) | 941 | Farmer City | 401 E Allen St | Farmer City | IL | 61842 | DeWitt | 40.2461 | -88.6388 | SERC | MISO | Midcontinent Independent Transmission System Operator, Inc.. | Municipality | 22 | RE | 1 | Electric Utility |  | N |  | N |  | N |  | N | X |  | City of Farmer City - (IL) | 6192 | IL | 12.47 |  |  | Nicor
6764 | Village of Freeburg - (IL) | 943 | Freeburg | 412 WEST HIGH St. | FREEBURG | IL | 62243 | St Clair | 38.4256 | -89.9144 | SERC | MISO | Midcontinent Independent Transmission System Operator, Inc.. | Municipal -Village of Freeburg | 22 | RE | 1 | Electric Utility |  | N |  | N |  | N |  | N | X |  | Village of Freeburg - (IL) | 6764 | IL | 34.5 |  |  | Ameren
7095 | City of Geneseo - (IL) | 944 | Geneseo | 433 East North Street | Geneseo | IL | 61254 | Henry | 41.4515 | -90.1485 | MRO | MISO | Midcontinent Independent Transmission System Operator, Inc.. | Municipality | 22 | RE | 1 | Electric Utility | N | N |  | N |  | N |  | N | X |  | City of Geneseo - (IL) | 7095 | IL | 69 |  |  | NICOR
8573 | City of Highland | 946 | Highland | 501 Ninth Street | Highland | IL | 62249 | Madison | 38.7412 | -89.6849 | SERC | MISO | Midcontinent Independent Transmission System Operator, Inc.. | Municipality | 22 | RE | 1 | Electric Utility |  | N |  | N |  | N |  | N | X |  | City of Highland | 8573 | IL | 13.2 |  |  | AmerenIP
12167 | City of McLeansboro - (IL) | 948 | McLeansboro | 305 West Market St | McLeansboro | IL | 62859 | Hamilton | 38.0947 | -88.5413 | SERC | MISO | Midcontinent Independent Transmission System Operator, Inc.. | Municipal Water System | 22 | RE | 1 | Electric Utility |  | N |  | N |  | N |  | N | X |  | City of McLeansboro - (IL) | 12167 | IL | 69 |  |  | City of McLeansboro
11736 | City of Marshall - (IL) | 949 | Marshall (IL) | 14th St & Pine St | Marshall | IL | 62441 | Clark | 39.3921 | -87.6851 | SERC | MISO | Midcontinent Independent Transmission System Operator, Inc.. | Municipality | 22 | RE | 1 | Electric Utility |  | N |  | N |  | N |  |  | X |  | City of Marshall - (IL) | 11736 | IL | 13.8 |  |  | City of Marshall
14840 | City of Peru - (IL) | 955 | Peru (IL) | 4005 Plank Rd. | City of Peru | IL | 61354 | LaSalle | 41.3237 | -89.1123 | RFC | MISO | Midcontinent Independent Transmission System Operator, Inc.. | Illinois River | 22 | RE | 1 | Electric Utility |  | N |  | N |  | N |  | N | X |  | City of Peru - (IL) | 14840 | IL | 138
18445 | City of Tallahassee - (FL) | 956 | C H Corn Hydroelectric Facility | Lake Talquin | Tallahassee | FL | 32304 | LEON | 30.3885 | -84.6466 | FRCC | FPC | Progress Energy Florida | Lake Talquin | 22 | RE | 1 | Electric Utility |  | N |  | N |  | N |  | N | X |  | Duke Energy Florida, Inc | 6455 | FL | 69
15388 | City of Princeton - (IL) | 957 | Princeton (IL) | 1 North Main | Princeton | IL | 61356 | Bureau | 41.3767 | -89.3817 | SERC | MISO | Midcontinent Independent Transmission System Operator, Inc.. | Municipality | 22 | RE | 1 | Electric Utility |  | N |  | N |  | N |  | N | X |  | City of Princeton - (IL) | 15388 | IL | 138 |  |  | Nicor
15686 | Village of Rantoul - (IL) | 958 | Rantoul | 200 West Grove Ave | Rantoul | IL | 61866 | Champaign | 40.3122 | -88.1594 | SERC | MISO | Midcontinent Independent Transmission System Operator, Inc.. |  | 22 | RE | 1 | Electric Utility |  | N |  | N |  | N |  |  | X |  | Ameren Illinois Company | 56697 | IL | 4
15772 | City of Red Bud - (IL) | 959 | Red Bud | 525 Power Street | Red Bud | IL | 62278 | RANDOLPH | 38.2165 | -89.9992 | SERC | MISO | Midcontinent Independent Transmission System Operator, Inc.. | Municipality | 22 | RE | 1 | Electric Utility |  | N |  | N |  | N |  | N | X |  | City of Red Bud - (IL) | 15772 | IL | 69 |  |  | City of Red Bud
16179 | Rochelle Municipal Utilities | 960 | North Ninth Street | 120 North Ninth Street | Rochelle | IL | 61068 | Ogle | 41.9093 | -89.0498 | RFC | PJM | PJM Interconnection, LLC | Municipality | 22 | RE | 1 | Electric Utility | Y | N |  | N |  | N |  | N | X |  | Rochelle Municipal Utilities | 16179 | IL | 138 |  |  | Nicor
16179 | Rochelle Municipal Utilities | 961 | South Main Street | 1015 Caron Rd | Rochelle | IL | 61068 | Ogle | 41.9092 | -89.0504 | RFC | PJM | PJM Interconnection, LLC | Municipality | 22 | RE | 1 | Electric Utility |  | N |  | N |  | N |  | N | X |  | Rochelle Municipal Utilities | 16179 | IL | 138 |  |  | Nicor
17828 | City of Springfield - (IL) | 963 | Dallman | 3100 Stevenson Drive | Springfield | IL | 62703 | Sangamon | 39.7548 | -89.6024 | SERC | MISO | Midcontinent Independent Transmission System Operator, Inc.. | Lake Springfield | 22 | RE | 1 | Electric Utility |  | N |  | N |  | N |  | Y | N | OP | City of Springfield - (IL) | 17828 | IL | 138 | 69 |  | Panhandle Eastern - Glenarm, IL spur
17828 | City of Springfield - (IL) | 964 | Lakeside | 3100 Stevenson Drive | Springfield | IL | 62703 | Sangamon | 39.7573 | -89.6005 | SERC | MISO | Midcontinent Independent Transmission System Operator, Inc.. | Lake Springfield | 22 | RE | 1 | Electric Utility |  | N |  | N |  | N |  | N | X |  | City of Springfield - (IL) | 17828 | IL | 69
17828 | City of Springfield - (IL) | 965 | Reynolds | 1013 Reynolds Street | Springfield | IL | 62702 | Sangamon | 39.8069 | -89.6417 | SERC | MISO | Midcontinent Independent Transmission System Operator, Inc.. |  | 22 | RE | 1 | Electric Utility |  | N |  | N |  | N |  | N | X |  | City of Springfield - (IL) | 17828 | IL | 69
18277 | City of Sullivan - (IL) | 969 | Sullivan (IL) | 517 West Water | Sullivan | IL | 61951 | Moultrie | 39.5967 | -88.6119 | SERC | MISO | Midcontinent Independent Transmission System Operator, Inc.. |  | 22 | RE | 1 | Electric Utility |  | N |  | N |  | N |  | N | X |  | City of Sullivan - (IL) | 18277 | IL | 69 |  |  | City of Sullivan
20180 | City of Waterloo - (IL) | 971 | Waterloo | 616 Market Street | Waterloo | IL | 62298 | Monroe | 38.3348 | -90.1589 | SERC | MISO | Midcontinent Independent Transmission System Operator, Inc.. | Municipality | 22 | RE | 1 | Electric Utility |  | N |  | N |  | N |  | N | X |  | City of Waterloo - (IL) | 20180 | IL | 34.5 |  |  | Mississippi River Transport
20824 | Village of Winnetka - (IL) | 972 | Winnetka | 725 Tower Road | Winnetka | IL | 60093 | Cook | 42.1156 | -87.731 | RFC | PJM | PJM Interconnection, LLC | Municipality | 22 | RE | 1 | Electric Utility |  | N |  | N |  | N |  | N | X |  | Village of Winnetka - (IL) | 20824 | IL | 12.5 |  |  | North Shore Gas
17632 | Southern Illinois Power Coop | 976 | Marion | 11543 Lake of Egypt Rd. | Marion | IL | 62959 | Williamson | 37.6197 | -88.9531 | SERC | MISO | Midcontinent Independent Transmission System Operator, Inc.. | Lake Egypt | 22 | RE | 1 | Electric Utility |  | N |  | N |  | N |  | Y | N | OP | Southeastern IL Elec Coop, Inc | 17585 | IL | 161 | 138 |  | Trunkline Gas Company, LLC
9269 | Indiana-Kentucky Electric Corp | 983 | Clifty Creek | 1335 Clifty Hollow Road | Madison | IN | 47250 | Jefferson | 38.7378 | -85.4206 | RFC | OVEC | Ohio Valley Electric Corporation | Ohio River | 22 | RE | 1 | Electric Utility |  | N |  | N |  | N |  | Y | N | OP | Indiana-Kentucky Electric Corp | 9269 |  | 345 | 138
9324 | Indiana Michigan Power Co | 986 | Elkhart | 330 Johnson St. | Elkhart | IN | 46516 | Elkhart | 41.6928 | -85.965 | RFC | PJM | PJM Interconnection, LLC | St Joseph River | 22 | RE | 1 | Electric Utility |  | N |  | N |  | N |  |  | X |  | Indiana Michigan Power Co | 9324 | IN | 34.5
14354 | PacifiCorp | 987 | Last Chance | Last Chance Lane | Grace | ID | 83241 | Caribou | 42.6033 | -111.7053 | WECC | PACE | PacifiCorp - East | Last Chance Canal | 22 | RE | 1 | Electric Utility |  | N |  | N |  | N |  |  | X |  | PacifiCorp | 14354 | ID | 12.47
9324 | Indiana Michigan Power Co | 988 | Tanners Creek | 800 AEP Drive | Lawrenceburg | IN | 47025 | Dearborn | 39.0814 | -84.8594 | RFC | PJM | PJM Interconnection, LLC | Ohio River | 22 | RE | 1 | Electric Utility |  | N |  | N |  | N |  | Y | N | OP | Indiana Michigan Power Co | 9324 | IN | 138
9324 | Indiana Michigan Power Co | 989 | Twin Branch | 2900 South Shore Drive | Mishawaka | IN | 46500 | St Joseph | 41.665 | -86.1322 | RFC | PJM | PJM Interconnection, LLC | St Joseph River | 22 | RE | 1 | Electric Utility |  | N |  | N |  | N |  |  | X |  | Indiana Michigan Power Co | 9324 | IN | 34.5
9273 | Indianapolis Power & Light Co | 990 | Harding Street | 3700 South Harding Street | Indianapolis | IN | 46217 | Marion | 39.7113 | -86.1969 | RFC | MISO | Midcontinent Independent Transmission System Operator, Inc.. | West fork of White River | 22 | RE | 1 | Electric Utility |  | N |  | N |  | N |  | Y | N | OP | Indianapolis Power & Light Co | 9273 | IN | 138 |  |  | Citizens
9273 | Indianapolis Power & Light Co | 991 | Eagle Valley (IN) | 4040 Blue Bluff Road | Martinsville | IN | 46151 | Morgan | 39.4852 | -86.4183 | RFC | MISO | Midcontinent Independent Transmission System Operator, Inc.. | West fork of White River | 22 | RE | 1 | Electric Utility |  | N |  | N |  | N |  | Y | N | OP | Indianapolis Power & Light Co | 9273 | IN | 138
3599 | Citizens Thermal Energy | 992 | CC Perry K | 366 Kentucky Avenue | Indianapolis | IN | 46225 | Marion | 39.7631 | -86.1667 | RFC | MISO | Midcontinent Independent Transmission System Operator, Inc.. | W. Fork, White River | 22 | NR | 3 | IPP CHP |  | N |  | N |  | N |  | N | X |  | Indianapolis Power & Light Co | 9273 | IN | 4.1 |  |  | Citizens Gas
9273 | Indianapolis Power & Light Co | 994 | AES Petersburg | State Road 57 | Petersburg | IN | 47567 | Pike | 38.5281 | -87.2525 | RFC | MISO | Midcontinent Independent Transmission System Operator, Inc.. | White River | 22 | RE | 1 | Electric Utility |  | N |  | N |  | N |  | Y | N | OP | Indianapolis Power & Light Co | 9273 | IN | 345
13756 | Northern Indiana Pub Serv Co | 995 | Bailly | 246 Bailly Station Road | Chesterton | IN | 46304 | Porter | 41.645 | -87.1225 | RFC | MISO | Midcontinent Independent Transmission System Operator, Inc.. | Lake Michigan | 22 | RE | 1 | Electric Utility |  | N |  | N |  | N |  | Y | Y | OP | Northern Indiana Pub Serv Co | 13756 | IN | 138 |  |  | Natural Gas Pipeline of America
13756 | Northern Indiana Pub Serv Co | 996 | Dean H Mitchell | 1 N. Clark Road | Gary | IN | 46401 | Lake | 41.6392 | -87.4069 | RFC | MISO | Midcontinent Independent Transmission System Operator, Inc.. | Lake Michigan | 22 | RE | 1 | Electric Utility |  | N |  | N |  | N |  | Y | N | OS | Northern Indiana Pub Serv Co | 13756 | IN | 138
13756 | Northern Indiana Pub Serv Co | 997 | Michigan City | 100 N. Wabash | Michigan City | IN | 46360 | LaPorte | 41.7208 | -86.9086 | RFC | MISO | Midcontinent Independent Transmission System Operator, Inc.. | Lake Michigan | 22 | RE | 1 | Electric Utility |  | N |  | N |  | N |  | Y | N | OP | Northern Indiana Pub Serv Co | 13756 | IN | 345 |  |  | Natural Gas Pipeline of America
13756 | Northern Indiana Pub Serv Co | 998 | Norway (IN) | 279 W. Turbine Ct. | Monticello | IN | 47960 | White | 40.7803 | -86.76 | RFC | MISO | Midcontinent Independent Transmission System Operator, Inc.. | Tippecanoe River | 22 | RE | 1 | Electric Utility |  | N |  | N |  | N |  |  | X |  | Northern Indiana Pub Serv Co | 13756 | IN | 69
13756 | Northern Indiana Pub Serv Co | 999 | Oakdale | 11852 W. 750 N. | Monticello | IN | 47960 | Carroll | 40.6564 | -86.7528 | RFC | MISO | Midcontinent Independent Transmission System Operator, Inc.. | Tippecanoe River | 22 | RE | 1 | Electric Utility |  | N |  | N |  | N |  |  | X |  | Northern Indiana Pub Serv Co | 13756 | IN | 69
15470 | Duke Energy Indiana, LLC | 1001 | Cayuga | PO Box 188 SR 63 North | Cayuga | IN | 47928 | Vermillion | 39.9242 | -87.4244 | RFC | MISO | Midcontinent Independent Transmission System Operator, Inc.. | Wabash River | 22 | RE | 1 | Electric Utility |  | N |  | N |  | N |  | Y | Y | OP | Duke Energy Indiana Inc | 15470 | IN | 345 |  |  | Vectran Energy Delivery of Indiana Lateral
15470 | Duke Energy Indiana, LLC | 1002 | Connersville | RR 2 | Connersville | IN | 47300 | Fayette | 39.6561 | -85.1758 | RFC | MISO | Midcontinent Independent Transmission System Operator, Inc.. |  | 22 | RE | 1 | Electric Utility |  | N |  | N |  | N |  | N | X |  | Duke Energy Indiana Inc | 15470 | IN | 138
15470 | Duke Energy Indiana, LLC | 1004 | Edwardsport | 15400 Villwock Rd | Edwardsport | IN | 47500 | Knox | 38.8067 | -87.2472 | RFC | MISO | Midcontinent Independent Transmission System Operator, Inc.. | West fork White River | 22 | RE | 1 | Electric Utility |  | N |  | N |  | N |  | Y | N | OP | Duke Energy Indiana Inc | 15470 | IN | 138 |  |  | Vectran Energy Delivery of Indiana Lateral
15470 | Duke Energy Indiana, LLC | 1005 | Markland | 560 Highway 156 | Florence | IN | 47020 | Switzerland | 38.7795 | -84.964 | RFC | MISO | Midcontinent Independent Transmission System Operator, Inc.. | Ohio River | 22 | RE | 1 | Electric Utility |  | N |  | N |  | N |  | N | X |  | Duke Energy Indiana Inc | 15470 | IN | 138
15470 | Duke Energy Indiana, LLC | 1006 | Miami Wabash | 1337 S Wabash St | Wabash | IN | 46992 | Wabash | 40.7884 | -85.8178 | RFC | MISO | Midcontinent Independent Transmission System Operator, Inc.. |  | 22 | RE | 1 | Electric Utility |  | N |  | N |  | N |  | N | X |  | Duke Energy Indiana Inc | 15470 | IN | 138
15470 | Duke Energy Indiana, LLC | 1007 | Noblesville | 21225 Riverwood Ave | Noblesville | IN | 46060 | Hamilton | 40.0969 | -85.9714 | RFC | MISO | Midcontinent Independent Transmission System Operator, Inc.. | White River | 22 | RE | 1 | Electric Utility |  | N |  | N |  | N |  | N | X |  | Duke Energy Indiana Inc | 15470 | IN | 138 |  |  | Panhandle Eastern Pipe Line
15470 | Duke Energy Indiana, LLC | 1008 | R Gallagher | 30 Jackson St | New Albany | IN | 47200 | Floyd | 38.2636 | -85.8381 | RFC | MISO | Midcontinent Independent Transmission System Operator, Inc.. | Ohio River | 22 | RE | 1 | Electric Utility |  | N |  | N |  | N |  | Y | N | OP | Duke Energy Indiana Inc | 15470 | IN | 230
15470 | Duke Energy Indiana, LLC | 1010 | Wabash River | 450 Bolton Rd | Terre Haute | IN | 47885 | Vigo | 39.53 | -87.4247 | RFC | MISO | Midcontinent Independent Transmission System Operator, Inc.. | Wabash River | 22 | RE | 1 | Electric Utility |  | N |  | N |  | N |  | Y | Y | OP | Duke Energy Indiana Inc | 15470 | IN | 230 |  |  | Midwestern Gas Transmission
17633 | Southern Indiana Gas & Elec Co | 1011 | Broadway (IN) | 2600 Broadway Ave | Evansville | IN | 47712 | Vanderburgh | 37.9691 | -87.6049 | RFC | MISO | Midcontinent Independent Transmission System Operator, Inc.. |  | 22 | RE | 1 | Electric Utility |  | N |  | N |  | N |  | N | X |  | Southern Indiana Gas & Elec Co | 17633 | IN | 69 |  |  | Texas Gas, ONEOK
17633 | Southern Indiana Gas & Elec Co | 1012 | F B Culley | 3700 Darlington Road | Newburgh | IN | 47630 | Warrick | 37.9111 | -87.3275 | RFC | MISO | Midcontinent Independent Transmission System Operator, Inc.. | Ohio River | 22 | RE | 1 | Electric Utility |  | N |  | N |  | N |  | Y | N | OP | Southern Indiana Gas & Elec Co | 17633 | IN | 138 |  |  | Texas Gas, ONEOK, Midwest Gas, ANR
17633 | Southern Indiana Gas & Elec Co | 1013 | Northeast (IN) | 2700 Bergdolt Road | Evansville | IN | 47711 | Vanderburgh | 38.0211 | -87.5172 | RFC | MISO | Midcontinent Independent Transmission System Operator, Inc.. | RF | 22 | RE | 1 | Electric Utility |  | N |  | N |  | N |  | N | X |  | Southern Indiana Gas & Elec Co | 17633 | IN | 69 |  |  | Texas Gas
6235 | Public Works Comm-City of Fayetteville | 1016 | Butler-Warner Generation Plant | 2274 Custer Ave | Fayetteville | NC | 28312 | Cumberland | 35.0986 | -78.8294 | SERC | CPLE | Progress Energy Carolinas - EAST | City Water | 22 | RE | 1 | Electric Utility |  | N |  | N |  | N |  | N | X |  | Public Works Comm-City of Fayetteville | 6235 | NC | 66 |  |  | Piedmont Natural Gas
11588 | City of Manti - (UT) | 1020 | Manti Lower | 800 East 500 South | Manti | UT | 84642 | Sanpete | 39.2559 | -111.6215 | WECC | PACE | PacifiCorp - East | Manti Creek | 22 | RE | 1 | Electric Utility |  | N |  | N |  | N |  |  | X |  | City of Manti - (UT) | 11588 | UT | 4
59774 | Crawfordsville Energy LLC | 1024 | Crawfordsville Power Plant | 700 Lafayette Road | Crawfordsville | IN | 47933 | Montgomery | 40.0489 | -86.8992 | RFC | MISO | Midcontinent Independent Transmission System Operator, Inc.. | Wells/Cooling Tower | 22 | NR | 2 | IPP Non-CHP |  | N |  | N |  | N |  | N | X |  | Crawfordsville Elec, Lgt & Pwr | 4508 | IN | 13.8 |  |  | Vectren Energy
11142 | City of Logansport - (IN) | 1032 | Logansport | 800 Race Street | Logansport | IN | 46947 | Cass | 40.7589 | -86.3603 | RFC | MISO | Midcontinent Independent Transmission System Operator, Inc.. | Eel River | 22 | RE | 1 | Electric Utility |  | N |  | N |  | N |  | N | X |  | Duke Energy Indiana Inc | 15470 | IN | 69 |  |  | NIPSCO
14839 | City of Peru - (IN) | 1037 | Peru (IN) | 307 East Canal Street | Peru | IN | 46970 | Miami | 40.7551 | -86.0575 | RFC | MISO | Midcontinent Independent Transmission System Operator, Inc.. | Wabash River | 22 | RE | 1 | Electric Utility |  | N |  | N |  | N |  | N | X |  | City of Peru - (IN) | 14839 | IN | 34.5
15860 | City of Rensselaer - (IN) | 1038 | Rensselaer City Light Plant | 425 N Van Rensselaer | Rensselaer | IN | 47978 | JASPER | 40.9395 | -87.1545 | RFC | MISO | Midcontinent Independent Transmission System Operator, Inc.. | Municipality | 22 | RE | 1 | Electric Utility |  | N |  | N |  | N |  | N | X |  | Northern Indiana Pub Serv Co | 13756 | IN | 69 |  |  | Trunkline Gas Company, LLC
15989 | City of Richmond - (IN) | 1040 | Whitewater Valley | 2000 US 27 SOUTH | RICHMOND | IN | 47375 | WAYNE | 39.8028 | -84.8953 | RFC | PJM | PJM Interconnection, LLC | East Fork Of Whitewater River | 22 | RE | 1 | Electric Utility |  | N |  | N |  | N |  | Y | N | OS | City of Richmond - (IN) | 15989 | IN | 13.8
9267 | Hoosier Energy R E C, Inc | 1043 | Frank E Ratts | 6825 N. Blackburn Rd. | Petersburg | IN | 47567 | Pike | 38.5201 | -87.2662 | RFC | MISO | Midcontinent Independent Transmission System Operator, Inc.. | White River | 22 | RE | 1 | Electric Utility |  | N |  | N |  | N |  | Y | N | OS |  |  |  | 161
9417 | Interstate Power and Light Co | 1046 | Dubuque | 920 Kerper Road | Dubuque | IA | 52001 | Dubuque | 42.5031 | -90.6586 | MRO | MISO | Midcontinent Independent Transmission System Operator, Inc.. | Mississippi River | 22 | RE | 1 | Electric Utility |  | N |  | N |  | N |  | Y | Y | OS | ITC Midwest LLC | 56161 |  | 69 |  |  | Northern Natural Gas
9417 | Interstate Power and Light Co | 1047 | Lansing | 2320 Power Plant Drive | Lansing | IA | 52151 | Allamakee | 43.3359 | -91.1675 | MRO | MISO | Midcontinent Independent Transmission System Operator, Inc.. | Mississippi River | 22 | RE | 1 | Electric Utility |  | N |  | N |  | N |  | Y | N | OP | ITC Midwest LLC | 56161 |  | 161
9417 | Interstate Power and Light Co | 1048 | Milton L Kapp | 2001 Beaver Channel Parkway | Clinton | IA | 52732 | Clinton | 41.8081 | -90.2336 | MRO | MISO | Midcontinent Independent Transmission System Operator, Inc.. | Mississippi River | 22 | RE | 1 | Electric Utility |  | N |  | N |  | N |  | Y | N | OP | ITC Midwest LLC | 56161 |  | 161 |  |  | Northern Border Pipeline and NGPL
9417 | Interstate Power and Light Co | 1052 | Ames Diesel Generating Station | 2300 Dayton Rd | Ames | IA | 50010 | Story | 42.0133 | -93.5754 | MRO | MISO | Midcontinent Independent Transmission System Operator, Inc.. | Municipality | 22 | RE | 1 | Electric Utility |  | N |  | N |  | N |  |  | X |  | Interstate Power and Light Co | 9417 | IA | 12.4
9417 | Interstate Power and Light Co | 1058 | Sixth Street | 509 6th Street NE | Cedar Rapids | IA | 52402 | Linn | 41.9848 | -91.6686 | MRO | MISO | Midcontinent Independent Transmission System Operator, Inc.. | Cedar Lake | 22 | RE | 1 | Electric Utility |  | N |  | N |  | N |  | N | X |  | ITC Midwest LLC | 56161 | MI | 34.5
55269 | NextEra Energy Duane Arnold LLC | 1060 | Duane Arnold Energy Center | 3277 DAEC Rd | Palo | IA | 52324 | Linn | 42.1011 | -91.7781 | MRO | MISO | Midcontinent Independent Transmission System Operator, Inc.. | Cedar River | 22 | NR | 2 | IPP Non-CHP |  | N |  | N |  | N |  | N | X |  | ITC Midwest LLC | 56161 |  | 161
58149 | Renewable World Energies LLC | 1067 | Iowa Hydro LLC | 4226 173rd Ave | Maquoketa | IA | 52060 | Jackson | 42.07 | -90.6977 | MRO | MISO | Midcontinent Independent Transmission System Operator, Inc.. | Maquoketa River | 22 | NR | 2 | IPP Non-CHP |  | N |  | N |  | N |  | N | X |  | Interstate Power and Light Co | 9417 | IA | 34.6
9417 | Interstate Power and Light Co | 1068 | Marshalltown | 3001 E. Main St Rd | Marshalltown | IA | 50158 | Marshall | 42.0474 | -92.8594 | MRO | MISO | Midcontinent Independent Transmission System Operator, Inc.. |  | 22 | RE | 1 | Electric Utility |  | N |  | N |  | N |  | N | X |  | ITC Midwest LLC | 56161 |  | 115
9417 | Interstate Power and Light Co | 1073 | Prairie Creek | 3300 C Street SW | Cedar Rapids | IA | 52404 | Linn | 41.944 | -91.6392 | MRO | MISO | Midcontinent Independent Transmission System Operator, Inc.. | Cedar River | 22 | RE | 1 | Electric Utility |  | N |  | N |  | N |  | Y | N | OP | ITC Midwest LLC | 56161 |  | 115 |  |  | NGPL
9417 | Interstate Power and Light Co | 1077 | Sutherland | 3001 E. Main St Rd | Marshalltown | IA | 50158 | Marshall | 42.0473 | -92.8594 | MRO | MISO | Midcontinent Independent Transmission System Operator, Inc.. | Wells | 22 | RE | 1 | Electric Utility |  | N |  | N |  | N |  | Y | N | OP | ITC Midwest LLC | 56161 |  | 115 |  |  | Northern Natural Gas
12341 | MidAmerican Energy Co | 1079 | Coralville GT | 401-1st Avenue | Coralville | IA | 52240 | Johnson | 41.6719 | -91.564 | MRO | MISO | Midcontinent Independent Transmission System Operator, Inc.. |  | 22 | RE | 1 | Electric Utility |  | N |  | N |  | N |  | N | X |  | MidAmerican Energy Co | 12341 | IA | 69 |  |  | MidAmerican Energy Company
12341 | MidAmerican Energy Co | 1081 | Riverside | 6001 State Street | Bettendorf | IA | 52722 | Scott | 41.54 | -90.4481 | MRO | MISO | Midcontinent Independent Transmission System Operator, Inc.. | Mississippi River | 22 | RE | 1 | Electric Utility |  | N |  | N |  | N |  | Y | N | OS | MidAmerican Energy Co | 12341 | IA | 69 |  |  | MidAmerican Energy Company
12341 | MidAmerican Energy Co | 1082 | Walter Scott Jr Energy Center | 7215 Navajo St. | Council Bluffs | IA | 51501 | Pottawattamie | 41.18 | -95.8408 | MRO | MISO | Midcontinent Independent Transmission System Operator, Inc.. | Missouri River, Wells | 22 | RE | 1 | Electric Utility |  | N |  | N |  | N |  | Y | N | OP | MidAmerican Energy Co | 12341 | IA | 345 | 161 | 69 | Black Hills Energy
12341 | MidAmerican Energy Co | 1084 | River Hills | 105 Watson Powell Way | Des Moines | IA | 50309 | Polk | 41.5902 | -93.6195 | MRO | MISO | Midcontinent Independent Transmission System Operator, Inc.. |  | 22 | RE | 1 | Electric Utility |  | N |  | N |  | N |  | N | X |  | MidAmerican Energy Co | 12341 | IA | 69 |  |  | MidAmerican Energy Company
12341 | MidAmerican Energy Co | 1091 | George Neal North | 1151 - 260 St | Sergeant Bluff | IA | 51052 | Woodbury | 42.2998 | -96.3617 | MRO | MISO | Midcontinent Independent Transmission System Operator, Inc.. | Missouri River | 22 | RE | 1 | Electric Utility |  | N |  | N |  | N |  | Y | N | OP | MidAmerican Energy Co | 12341 | IA | 345 | 161 |  | MidAmerican Energy Comapny
12341 | MidAmerican Energy Co | 1097 | Merle Parr | 160 - 11 St | Charles City | IA | 50616 | Floyd | 43.0563 | -92.6932 | MRO | MISO | Midcontinent Independent Transmission System Operator, Inc.. |  | 22 | RE | 1 | Electric Utility |  | N |  | N |  | N |  | N | X |  | MidAmerican Energy Co | 12341 | IA | 69 |  |  | MidAmerican Energy Company
9417 | Interstate Power and Light Co | 1104 | Burlington (IA) | 4282 Sullivan Slough Road | Burlington | IA | 52601 | Des Moines | 40.7412 | -91.1167 | MRO | MISO | Midcontinent Independent Transmission System Operator, Inc.. | Mississippi River | 22 | RE | 1 | Electric Utility |  | N |  | N |  | N |  | Y | N | OP | ITC Midwest LLC | 56161 |  | 161 |  |  | ANR
9417 | Interstate Power and Light Co | 1105 | Centerville | 1625 N. 14th St | Centerville | IA | 52544 | Appanoose | 40.7478 | -92.8731 | MRO | MISO | Midcontinent Independent Transmission System Operator, Inc.. |  | 22 | RE | 1 | Electric Utility |  | N |  | N |  | N |  | N | X |  | ITC Midwest LLC | 56161 |  | 69
19436 | Union Electric Co - (MO) | 1109 | Keokuk | 523 North Water Street | Keokuk | IA | 52632 | Lee | 40.3965 | -91.3719 | SERC | MISO | Midcontinent Independent Transmission System Operator, Inc.. | Mississippi River | 22 | RE | 1 | Electric Utility |  | N |  | N |  | N |  |  | X |  | Union Electric Co - (MO) | 19436 | MO | 69
309 | City of Algona - (IA) | 1120 | Algona | 521 N Hall St. | Algona | IA | 50511 | Kossuth | 43.0733 | -94.2392 | SPP | SWPP | Southwest Power Pool | Wells | 22 | RE | 1 | Electric Utility |  | N |  | N |  | N |  | N | X |  | City of Algona - (IA) | 309 | IA | 13.8 |  |  | MidAmerican Energy
405 | City of Alta - (IA) | 1121 | Alta Municipal Utilities | 209 East 2nd Street | Alta | IA | 51002 | Buena Vista | 42.6736 | -95.3026 | SPP | SWPP | Southwest Power Pool | Well | 22 | RE | 1 | Electric Utility |  | N |  | N |  | N |  | N | X |  | City of Alta - (IA) | 405 | IA | 4 |  |  | Alliant Energy
554 | City of Ames - (IA) | 1122 | Ames Electric Services Power Plant | 200 E 5th St | Ames | IA | 50010 | Story | 42.0258 | -93.6089 | MRO | MISO | Midcontinent Independent Transmission System Operator, Inc.. | Wells - Ames Alluvial Aquifer | 22 | RE | 1 | Electric Utility |  | N |  | N |  | N |  | N | X |  | City of Ames - (IA) | 554 | IA | 69
682 | City of Anita - (IA) | 1123 | Anita | 828 Main Street | Anita | IA | 50020 | Cass | 41.4442 | -94.7665 | MRO | MISO | Midcontinent Independent Transmission System Operator, Inc.. |  | 22 | RE | 1 | Electric Utility |  | N |  | N |  | N |  | N | X |  | City of Anita - (IA) | 682 | IA | 35
965 | Atlantic Municipal Utilities | 1124 | Atlantic | 201 N. Pine Street | Atlantic | IA | 50022 | Cass | 41.409 | -95 | MRO | MISO | Midcontinent Independent Transmission System Operator, Inc.. | Municipality | 22 | RE | 1 | Electric Utility |  | N |  | N |  | N |  | N | X |  | Atlantic Municipal Utilities | 965 | IA | 161 | 69 | 13.2 | Alliant Energy gas distribution line
1172 | Bancroft Municipal Utilities | 1125 | Bancroft | 108 North Portland | Bancroft | IA | 50517 | Kossuth | 43.2926 | -94.2171 | MRO | MISO | Midcontinent Independent Transmission System Operator, Inc.. |  | 22 | RE | 1 | Electric Utility |  | N |  | N |  | N |  | N | X |  | Bancroft Municipal Utilities | 1172 | IA | 12.5
1515 | City of Bellevue - (IA) | 1126 | Bellevue | 900 N. Riverview | Bellevue | IA | 52031 | Jackson | 42.25 | -90.4167 | MRO | MISO | Midcontinent Independent Transmission System Operator, Inc.. | Jordon Stream Wells | 22 | RE | 1 | Electric Utility |  | N |  | N |  | N |  | N | X |  | Central Iowa Power Cooperative | 3258 |  | 69 |  |  | Black Hills Energy
1869 | City of Bloomfield - (IA) | 1127 | Bloomfield | 111 W Franklin St | Bloomfield | IA | 52537 | Davis | 40.7031 | -92.4253 | MRO | AECI | Associated Electric Cooperative, Inc. | Bloomfield Municipality | 22 | RE | 1 | Electric Utility |  | N |  | N |  | N |  |  | X |  | City of Bloomfield - (IA) | 1869 | IA | 69 |  |  | Bloomfield Municipality
2287 | City of Brooklyn - (IA) | 1128 | Brooklyn | 123 E Front Street | Brooklyn | IA | 52211 | Poweshiek | 41.7278 | -92.4479 | MRO | MISO | Midcontinent Independent Transmission System Operator, Inc.. | Municipality | 22 | RE | 1 | Electric Utility |  | N |  | N |  | Y | pending | N | X |  | City of Brooklyn - (IA) | 2287 | IA | 34.5 |  |  | Brooklyn Municipal Utilities
3137 | Cascade Municipal Utilities | 1129 | Cascade | 201 Pierce St SW | Cascade | IA | 52033 | Dubuque | 42.2982 | -91.012 | MRO | MISO | Midcontinent Independent Transmission System Operator, Inc.. | Municipality | 22 | RE | 1 | Electric Utility |  | N |  | N |  | N |  | N | X |  | ITC Midwest LLC | 56161 |  | 34.5 |  |  | Cascade Municipal Utilities
3203 | Cedar Falls Utilities | 1130 | Gas Turbine (IA) | West 27th Street | Cedar Falls | IA | 50613 | Black Hawk | 42.512 | -92.476 | MRO | MISO | Midcontinent Independent Transmission System Operator, Inc.. |  | 22 | RE | 1 | Electric Utility |  | N |  | N |  | N |  | N | X |  | Cedar Falls Utilities | 3203 | IA | 69 |  |  | Northern Natural Gas
3203 | Cedar Falls Utilities | 1131 | Streeter Station | Utility Parkway | Cedar Falls | IA | 50613 | Black Hawk | 42.5267 | -92.4394 | MRO | MISO | Midcontinent Independent Transmission System Operator, Inc.. | Wells | 22 | RE | 1 | Electric Utility |  | N |  | N |  | N |  | N | X |  | Cedar Falls Utilities | 3203 | IA | 69 |  |  | Northern Natural Gas
3900 | City of Coggon - (IA) | 1132 | Coggon | 131 West Main St | Coggon | IA | 52218 | Linn | 42.2808 | -91.5327 | MRO | MISO | Midcontinent Independent Transmission System Operator, Inc.. | Cooling | 22 | RE | 1 | Electric Utility |  | N |  | N |  | N |  | N | X |  | ITC Midwest LLC | 56161 |  | 34.5
4375 | City of Corning - (IA) | 1134 | Corning | 501 Benton Avenue | Corning | IA | 50841 | Adams | 40.9871 | -94.7352 | MRO | MISO | Midcontinent Independent Transmission System Operator, Inc.. | Municipality | 22 | RE | 1 | Electric Utility |  | N |  | N |  | N |  | N | X |  | City of Corning - (IA) | 4375 | IA | 34.5
4919 | City of Dayton - (IA) | 1135 | Dayton (IA) | 101 South Main Street | Dayton | IA | 50530 | WEBSTER | 42.2602 | -94.0692 | MRO | MISO | Midcontinent Independent Transmission System Operator, Inc.. | Municipality | 22 | RE | 1 | Electric Utility |  | N |  | N |  | N |  |  | X |  | City of Dayton - (IA) | 4919 | IA | 4.16
5998 | City of Estherville - (IA) | 1137 | Estherville | 21 North 1st Street | Estherville | IA | 51334 | Emmet | 43.4028 | -94.8433 | MRO | SWPP | Southwest Power Pool | Municipality | 22 | RE | 1 | Electric Utility |  | N |  | N |  | N |  | N | X |  | Iowa Lakes Electric Coop | 9425 | IA | 69 |  |  | Black Hills Energy
6579 | City of Forest City- (IA) | 1138 | Forest City Light Plant | 306 East J St | Forest City | IA | 50436 | WINNEBAGO | 43.2632 | -93.6354 | MRO | MISO | Midcontinent Independent Transmission System Operator, Inc.. |  | 22 | RE | 1 | Electric Utility |  | N |  | N |  | N |  | N | X |  | Dairyland Power Coop | 4716 |  | 69
7424 | Gowrie Municipal Utilities | 1141 | Gowrie | 1102 Main St. | Gowrie | IA | 50543 | Webster | 42.2828 | -94.289 | MRO | MISO | Midcontinent Independent Transmission System Operator, Inc.. | Municipality Wells | 22 | RE | 1 | Electric Utility |  | N |  | N |  | N |  | N | X |  | Gowrie Municipal Utilities | 7424 | IA | 34.5
7443 | City of Graettinger - (IA) | 1142 | Graettinger | 101 W Hoffman Street | Graettinger | IA | 51342 | PALO ALTO | 43.2397 | -94.7498 | MRO | MISO | Midcontinent Independent Transmission System Operator, Inc.. | Municipality | 22 | RE | 1 | Electric Utility |  | N |  | N |  | N |  |  | X |  | Corn Belt Power Coop | 4363 |  | 69
7486 | City of Grand Junction - (IA) | 1143 | Grand Junction | 305 South 11th | Grand Junction | IA | 50107 | Greene | 42.0296 | -94.3699 | MRO | MISO | Midcontinent Independent Transmission System Operator, Inc.. | Municipality | 22 | RE | 1 | Electric Utility |  | N |  | N |  | N |  | N | X |  | ITC Transmission | 56068 |  | 35.5 |  |  | Black Hills Energy
7626 | City of Greenfield - (IA) | 1144 | Greenfield | 207 S 1st Street | Greenfield | IA | 50849 | Adair | 41.3039 | -94.4606 | MRO | MISO | Midcontinent Independent Transmission System Operator, Inc.. | Municipality | 22 | RE | 1 | Electric Utility |  | N |  | N |  | N |  | N | X |  | City of Greenfield - (IA) | 7626 | IA | 4.16
7743 | Grundy Center Mun Light & Power | 1145 | Grundy Center City Light Plant | 504 7th. Street. | Grundy Center | IA | 50638 | GRUNDY | 42.3631 | -92.7723 | MRO | MISO | Midcontinent Independent Transmission System Operator, Inc.. | Well | 22 | RE | 1 | Electric Utility |  | N |  | N |  | N |  |  | X |  | Grundy Center Mun Light & Power | 7743 | IA | 4.16 |  |  | Blackhills Energy
8122 | Harlan Municipal Utilities - (IA) | 1146 | Harlan | 405 Chatburn Ave. | Harlan | IA | 51537 | Shelby | 41.6445 | -95.3153 | MRO | MISO | Midcontinent Independent Transmission System Operator, Inc.. |  | 22 | RE | 1 | Electric Utility |  | N |  | N |  | N |  |  | X |  | Harlan Municipal Utilities - (IA) | 8122 | IA | 240
9275 | Indianola Municipal Utilities | 1150 | Indianola | 111 South Buxton Street | Indianola | IA | 50125 | Warren | 41.3595 | -93.5633 | MRO | MISO | Midcontinent Independent Transmission System Operator, Inc.. | Municipality | 22 | RE | 1 | Electric Utility |  | N |  | N |  | N |  | N | X |  | MidAmerican Energy Co | 12341 | IA | 69 |  |  | Mid American Energy
10608 | City of Lake Park - (IA) | 1153 | Lake Park | 209 South Market St | Lake Park | IA | 51347 | Dickinson | 43.4301 | -95.3153 | MRO | MISO | Midcontinent Independent Transmission System Operator, Inc.. |  | 22 | RE | 1 | Electric Utility |  | N |  | N |  | N |  |  | X |  | City of Lake Park - (IA) | 10608 | IA | 4.16
10606 | City of Lake Mills | 1154 | Lake Mills | 201 S. Mill Street | Lake Mills | IA | 50450 | Winnebago | 43.4172 | -93.5322 | MRO | MISO | Midcontinent Independent Transmission System Operator, Inc.. | Municipality | 22 | RE | 1 | Electric Utility |  | N |  | N |  | N |  |  | X |  | City of Lake Mills | 10606 | IA | 12.47 | 4.16 |  | Blackhills Energy
10650 | City of Lamoni - (IA) | 1155 | Lamoni Municipal Utilities | 111 S. Chestnut St. | Lamoni | IA | 50140 | Decatur | 40.622 | -93.9326 | MRO | MISO | Midcontinent Independent Transmission System Operator, Inc.. | Municipality | 22 | RE | 1 | Electric Utility |  | N |  | N |  | N |  | N | X |  | Central Iowa Power Cooperative | 3258 |  | 69 | 12.47 |  | Lamoni Municipal Utilities
10542 | La Porte City Utilities | 1156 | La Porte | 305 Locust St | La Porte City | IA | 50651 | Black Hawk | 42.3159 | -92.1928 | MRO | MISO | Midcontinent Independent Transmission System Operator, Inc.. | Wells | 22 | RE | 1 | Electric Utility |  | N |  | N |  | N |  | N | X |  | Central Iowa Power Cooperative | 3258 |  | 34.5
10769 | City of Laurens - (IA) | 1157 | Laurens | 210 RailRoad Street | Laurens | IA | 50554 | Pocahontas | 42.8486 | -94.8506 | MRO | SWPP | Southwest Power Pool | Municipality | 22 | RE | 1 | Electric Utility |  | N |  | N |  | N |  | N | X |  | City of Laurens - (IA) | 10769 | IA | 12.5
10908 | City of Lenox - (IA) | 1158 | Lenox | 205 South Main | Lenox | IA | 50851 | Taylor | 40.88 | -94.5589 | MRO | MISO | Midcontinent Independent Transmission System Operator, Inc.. | Municipality | 22 | RE | 1 | Electric Utility |  | N |  | N |  | N |  | N | X |  | City of Lenox - (IA) | 10908 | IA | 34.5
11581 | City of Manning | 1160 | Manning | 614 Main St | Manning | IA | 51455 | Carroll | 41.9067 | -95.0347 | MRO | SWPP | Southwest Power Pool | Municipality | 22 | RE | 1 | Electric Utility |  | N |  | N |  | N |  | N | X |  | City of Manning | 11581 | IA | 69
11611 | City of Maquoketa - (IA) | 1162 | Maquoketa 1 | 505 N. Old Highway 61 | Maquoketa | IA | 52060 | Jackson | 42.0356 | -90.665 | MRO | MISO | Midcontinent Independent Transmission System Operator, Inc.. | Municipality | 22 | RE | 1 | Electric Utility |  | N |  | N |  | N |  | N | X |  | City of Maquoketa - (IA) | 11611 | IA | 34.5 |  |  | Black Hills Energy
12114 | City of McGregor- (IA) | 1163 | McGregor | 126 1st Street | McGregor | IA | 52157 | Clayton | 43.0237 | -91.1749 | MRO | MISO | Midcontinent Independent Transmission System Operator, Inc.. | Municipality | 22 | RE | 1 | Electric Utility |  | N |  | N |  | N |  | N | X |  | ITC Transmission | 56068 |  | 69
12541 | City of Milford - (IA) | 1164 | Milford | 806 N Ave. | Milford | IA | 51351 | DICKINSON | 43.3261 | -95.1483 | MRO | SWPP | Southwest Power Pool |  | 22 | RE | 1 | Electric Utility |  | N |  | N |  | N |  | N | X |  | Corn Belt Power Coop | 4363 |  | 69
12839 | City of Montezuma - (IA) | 1165 | Montezuma | 406 East Washington | Montezuma | IA | 50171 | Poweshiek | 41.586 | -92.5228 | MRO | MISO | Midcontinent Independent Transmission System Operator, Inc.. | Municipality | 22 | RE | 1 | Electric Utility |  | N |  | N |  | N |  | N | X |  | City of Montezuma - (IA) | 12839 | IA | 161 |  |  | Montezuma Natural Gas Company
13038 | City of Mt Pleasant - (IA) | 1166 | Mt Pleasant | 509 North Adams Street | Mt Pleasant | IA | 52641 | Henry | 40.9742 | -91.5622 | MRO | AECI | Associated Electric Cooperative, Inc. | Municipality | 22 | RE | 1 | Electric Utility |  | N |  | N |  | N |  | N | X |  | Northeast Missouri El Pwr Coop | 13738 |  | 69
13143 | Board of Water Electric & Communications | 1167 | Muscatine Plant #1 | 3205 Cedar Street | Muscatine | IA | 52761 | Muscatine | 41.3917 | -91.0569 | MRO | MISO | Midcontinent Independent Transmission System Operator, Inc.. | Mississippi River | 22 | RE | 1 | Electric Utility |  | N |  | N |  | N |  | N | X |  | Board of Water Electric & Communications | 13143 | IA | 161 | 69 |  | Natural Gas Pipeline Co. of America
13444 | City of New Hampton - (IA) | 1168 | New Hampton | 921 Canty Av | New Hampton | IA | 50659 | Chickasaw | 43.0689 | -92.3201 | SPP | SWPP | Southwest Power Pool | Municipality | 22 | RE | 1 | Electric Utility |  | N |  | N |  | N |  | N | X |  | Corn Belt Energy Corporation | 4362 | IL | 69 |  |  | Black Hills Energy
13990 | City of Ogden - (IA) | 1169 | Ogden | 201 NW 3rd Street | Ogden | IA | 50212 | Boone | 42.0372 | -94.0462 | MRO | MISO | Midcontinent Independent Transmission System Operator, Inc.. | Municipality | 22 | RE | 1 | Electric Utility |  | N |  | N |  | N |  | N | X |  | ITC Midwest LLC | 56161 |  | 35 |  |  | Northern Natural Gas
14201 | City of Osage - (IA) | 1172 | Osage (IA) | 720 Chestnut | Osage | IA | 50461 | MITCHELL | 43.2797 | -92.8106 | MRO | MISO | Midcontinent Independent Transmission System Operator, Inc.. | Municipality | 22 | RE | 1 | Electric Utility | N | N |  | N |  | N |  | N | X |  | City of Osage - (IA) | 14201 | IA | 69 |  |  | Northern Natural Gas
14236 | Ottumwa City of | 1173 | Ottumwa City of | 323 South Market Street | Ottumwa | IA | 52501 | WAPELLO | 41.0163 | -92.4149 | MRO | MISO | Midcontinent Independent Transmission System Operator, Inc.. | Des Moines River | 22 | RE | 1 | Electric Utility |  | N |  | N |  | N |  |  | X |  | Interstate Power and Light Co | 9417 | IA | 13.2
14645 | City of Pella - (IA) | 1175 | Pella | 519 Oskaloosa | Pella | IA | 50219 | Marion | 41.3981 | -92.9144 | MRO | MISO | Midcontinent Independent Transmission System Operator, Inc.. | Municipality | 22 | RE | 1 | Electric Utility |  | N |  | N |  | N |  | N | X |  | Pella City of | 14645 | IA | 69 | 12.47
15349 | City of Preston | 1176 | Preston (IA) | 22 West Gillet Street | Preston | IA | 52069 | JACKSON | 42.0507 | -90.3942 | MRO | MISO | Midcontinent Independent Transmission System Operator, Inc.. | Municipality | 22 | RE | 1 | Electric Utility |  | N |  | N |  | N |  |  | X |  | City of Preston | 15349 | IA | 69 |  |  | Northern Natural Gas
15377 | City of Primghar - (IA) | 1177 | Primghar | 160 S Hayes | Primghar | IA | 51245 | O'Brien | 43.0871 | -95.626 | MRO | MISO | Midcontinent Independent Transmission System Operator, Inc.. |  | 22 | RE | 1 | Electric Utility |  | N |  | N |  | N |  |  | X |  | City of Primghar - (IA) | 15377 | IA | 4.16
16211 | City of Rockford- (IA) | 1180 | Rockford | 18 1st St. S | Rockford | IA | 50468 | Floyd | 43.0489 | -92.9468 | MRO | MISO | Midcontinent Independent Transmission System Operator, Inc.. | City Water | 22 | RE | 1 | Electric Utility |  | N |  | N |  | N |  | N | X |  | City of Rockford- (IA) | 16211 | IA | 69
16206 | Rock Rapids Municipal Utility | 1181 | Rock Rapids | 310 S Third Ave | Rock Rapids | IA | 51246 | Lyon | 43.4294 | -96.1692 | MRO | SWPP | Southwest Power Pool |  | 22 | RE | 1 | Electric Utility |  | N |  | N |  | N |  |  | X |  | Rock Rapids Municipal Utility | 16206 | IA | 4.16
17141 | City of Sibley - (IA) | 1184 | Sibley One | 1108 3rd Ave. | Sibley | IA | 51249 | Osceola | 43.405 | -95.7261 | MRO | MISO | Midcontinent Independent Transmission System Operator, Inc.. | Municipality | 22 | RE | 1 | Electric Utility |  | N |  | N |  | N |  | N | X |  | ITC Midwest LLC | 56161 |  | 12 |  |  | Interstate Power & Light
17783 | City of Spencer - (IA) | 1186 | Spencer Gas Turbine | 712 N Grand Avenue | Spencer | IA | 51301 | Clay | 43.1446 | -95.1443 | MRO | MISO | Midcontinent Independent Transmission System Operator, Inc.. |  | 22 | RE | 1 | Electric Utility |  | N |  | N |  | N |  | N | X |  | City of Spencer - (IA) | 17783 | IA | 69
18014 | City of State Center - (IA) | 1187 | State Center | 103 2nd Ave NW | State Center | IA | 50247 | Marshall | 42.0167 | -93.1633 | MRO | MISO | Midcontinent Independent Transmission System Operator, Inc.. | Municipality | 22 | RE | 1 | Electric Utility |  | N |  | N |  | N |  | N | X |  | Interstate Power and Light Co | 9417 | IA | 34.5 |  |  | ITC Holdings Corp
18177 | City of Story City - (IA) | 1188 | Story City | 505 Market Street | Story City | IA | 50248 | Story | 42.1861 | -93.6005 | MRO | MISO | Midcontinent Independent Transmission System Operator, Inc.. | Municipality | 22 | RE | 1 | Electric Utility |  | N |  | N |  | N |  | N | X |  | City of Story City - (IA) | 18177 | IA | 34.5 |  |  | Black Hills Energy
18204 | City of Strawberry Point | 1189 | Strawberry Point | 106 West Milwaukee Road | Strawberry Point | IA | 52076 | Clayton | 42.6844 | -91.5356 | MRO | MISO | Midcontinent Independent Transmission System Operator, Inc.. | Municipality | 22 | RE | 1 | Electric Utility |  | N |  | N |  | N |  | N | X |  | City of Strawberry Point | 18204 | IA | 13.8
18231 | City of Stuart - (IA) | 1190 | Stuart (IA) | 114 North Fremont Street | Stuart | IA | 50250 | Guthrie | 41.5039 | -94.3172 | MRO | MISO | Midcontinent Independent Transmission System Operator, Inc.. | Municipality | 22 | RE | 1 | Electric Utility |  | N |  | N |  | N |  | N | X |  | Central Iowa Power Cooperative | 3258 |  | 35.4 |  |  | MidAmerican Energy
18301 | City of Sumner - (IA) | 1191 | Sumner | 105 Wapsie St | Sumner | IA | 50674 | BREMER | 42.8464 | -92.0978 | MRO | MISO | Midcontinent Independent Transmission System Operator, Inc.. |  | 22 | RE | 1 | Electric Utility |  | N |  | N |  | N |  | N | X |  | City of Sumner - (IA) | 18301 | IA | 69
19062 | City of Traer - (IA) | 1192 | Traer Main | 649 2nd Street | Traer | IA | 50675 | Tama | 42.1926 | -92.4636 | MRO | MISO | Midcontinent Independent Transmission System Operator, Inc.. | Municipality | 22 | RE | 1 | Electric Utility |  | N |  | N |  | N |  |  | X |  | City of Traer - (IA) | 19062 | IA | 12.5 |  |  | Northern Natural
19843 | City of Villisca - (IA) | 1193 | Villisca Municipal Power Plant | 102 North U Avenue | Villisca | IA | 50864 | Montgomery | 40.9315 | -94.9855 | MRO | MISO | Midcontinent Independent Transmission System Operator, Inc.. | Municipality | 22 | RE | 1 | Electric Utility |  | N |  | N |  | N |  | N | X |  | City of Villisca - (IA) | 19843 | IA | 34.5
19865 | City of Vinton - (IA) | 1194 | Vinton | 214 E 2nd St | Vinton | IA | 52349 | Benton | 42.1697 | -92.0222 | MRO | MISO | Midcontinent Independent Transmission System Operator, Inc.. |  | 22 | RE | 1 | Electric Utility |  | N |  | N |  | N |  | N | X |  | ITC Transmission | 56068 |  | 34.5 |  |  | Northern Natural.
20259 | City of Webster City - (IA) | 1198 | Webster City | 501 Union Street | Webster City | IA | 50595 | Hamilton | 42.471 | -93.815 | MRO | MISO | Midcontinent Independent Transmission System Operator, Inc.. | City of Webster City | 22 | RE | 1 | Electric Utility |  | N |  | N |  | N |  | N | X |  | City of Webster City - (IA) | 20259 | IA | 13.2
20364 | City of West Bend | 1199 | West Bend | 13 North Broadway | West Bent | IA | 50597 | Palo Alto | 42.9612 | -94.4456 | MRO | MISO | Midcontinent Independent Transmission System Operator, Inc.. |  | 22 | RE | 1 | Electric Utility |  | N |  | N |  | N |  | N | X |  | Corn Belt Power Coop | 4363 |  | 69
20380 | City of West Liberty - (IA) | 1200 | West Liberty | 105 West Second Street | West Liberty | IA | 52776 | Muscatine | 41.5691 | -91.264 | MRO | MISO | Midcontinent Independent Transmission System Operator, Inc.. | Municipality Water System | 22 | RE | 1 | Electric Utility |  | N |  | N |  | N |  | N | X |  | City of West Liberty - (IA) | 20380 | IA | 69 |  |  | Mid American
20604 | City of Whittemore - (IA) | 1201 | Whittemore | 315 Fourth St | Whittemore | IA | 50598 | Kossuth | 43.0644 | -94.4219 | MRO | MISO | Midcontinent Independent Transmission System Operator, Inc.. | Municipality | 22 | RE | 1 | Electric Utility |  | N |  | N |  | N |  |  | X |  | Interstate Power and Light Co | 9417 | IA | 34.5 |  |  | Northern Natural Gas
20789 | City of Wilton | 1202 | Wilton | 220 3rd Street | Wilton | IA | 52778 | Muscatine | 41.5877 | -91.0195 | MRO | MISO | Midcontinent Independent Transmission System Operator, Inc.. | Municipality | 22 | RE | 1 | Electric Utility |  | N |  | N |  | N |  |  | X |  | Central Iowa Power Cooperative | 3258 |  | 69
20835 | City of Winterset - (IA) | 1203 | Winterset | 321 North John Wayne Dr. | Winterset | IA | 50273 | Madison | 41.3372 | -94.0126 | MRO | MISO | Midcontinent Independent Transmission System Operator, Inc.. | Municipality | 22 | RE | 1 | Electric Utility |  | N |  | N |  | N |  | N | X |  | City of Winterset - (IA) | 20835 | IA | 69 |  |  | midamerican energy
3258 | Central Iowa Power Cooperative | 1206 | Summit Lake | 1632 REA Rd | Creston | IA | 50801 | UNION | 41.1136 | -94.3472 | MRO | MISO | Midcontinent Independent Transmission System Operator, Inc.. | Green Valley Lake | 22 | RE | 1 | Electric Utility |  | N |  | N |  | N |  | N | X |  | Central Iowa Power Cooperative | 3258 |  | 69 |  |  | NGPL via CIPCO tap
4363 | Corn Belt Power Coop | 1217 | Earl F Wisdom | 3365 165 Ave | Spencer | IA | 51301 | Clay | 43.1606 | -95.2569 | MRO | SWPP | Southwest Power Pool | Wells | 22 | RE | 1 | Electric Utility |  | N |  | N |  | N |  | N | X |  | Corn Belt Power Coop | 4363 |  | 69 |  |  | Northern Natural Gas
3258 | Central Iowa Power Cooperative | 1218 | Fair Station | 3800 HWY 22 | Muscatine | IA | 52761 | MUSCATINE | 41.4569 | -90.8233 | MRO | MISO | Midcontinent Independent Transmission System Operator, Inc.. | Mississippi River | 22 | RE | 1 | Electric Utility |  | N |  | N |  | N |  | Y | N | OS | Central Iowa Power Cooperative | 3258 | IA | 69 |  |  | MidAmerican Energy
12524 | Midwest Energy Inc | 1224 | Bird City | North Main Street & Hwy 36 | Bird City | KS | 67731 | Cheyenne | 39.7581 | -101.5319 | SPP | SWPP | Southwest Power Pool | River | 22 | RE | 1 | Electric Utility |  | N |  | N |  | N |  | N | X |  | Midwest Energy Inc | 12524 | KS | 34.5
12524 | Midwest Energy Inc | 1225 | Colby | 1100 N. Country Club Drive | Colby | KS | 67701 | Thomas | 39.403 | -101.0382 | SPP | SWPP | Southwest Power Pool | River | 22 | RE | 1 | Electric Utility |  | N |  | N |  | N |  | N | X |  | Midwest Energy Inc | 12524 | KS | 115 |  |  | Tallgrass Interstate Gas Transmission
18315 | Sunflower Electric Power Corp | 1230 | Cimarron River | 12406 Road R. | Liberal | KS | 67901 | Seward | 37.1611 | -100.7619 | SPP | SWPP | Southwest Power Pool | Wells | 22 | RE | 1 | Electric Utility |  | N |  | N |  | N |  | N | X |  | Sunflower Electric Power Corp | 18315 |  | 13.8 | 115 |  | Panhandle Eastern Pipeline
18315 | Sunflower Electric Power Corp | 1233 | Fort Dodge | 11453 Ft. Dodge Rd. | Dodge City | KS | 67801 | Ford | 37.7328 | -99.9497 | SPP | SWPP | Southwest Power Pool | Wells | 22 | RE | 1 | Electric Utility |  | N |  | N |  | N |  | N | X |  | Sunflower Electric Power Corp | 18315 |  | 115 |  |  | Southern Star gas pipeline
18315 | Sunflower Electric Power Corp | 1235 | Great Bend - Sunflower | 335 NW 50 Ave | Great Bend | KS | 67530 | Barton | 38.41 | -98.8689 | SPP | SWPP | Southwest Power Pool | Wells | 22 | RE | 1 | Electric Utility |  | N |  | N |  | N |  | N | X |  | Sunflower Electric Power Corp | 18315 |  | 115 |  |  | Kansas Gas Service pipeline
5860 | Empire District Electric Co | 1239 | Riverton | 7240 SE HWY 66 | Riverton | KS | 66770 | Cherokee | 37.0726 | -94.6987 | SPP | SWPP | Southwest Power Pool | Spring River | 22 | RE | 1 | Electric Utility |  | N |  | N |  | N |  | N | X |  | Empire District Electric Co | 5860 | KS | 161 | 69 |  | Southern Star
10005 | Kansas Gas & Electric Co | 1240 | Gordon Evans Energy Center | 6001 N. 151 St. W | Colwich | KS | 67030 | Sedgwick | 37.7903 | -97.5217 | SPP | SWPP | Southwest Power Pool | Wells | 22 | RE | 1 | Electric Utility |  | N |  | N |  | N |  | N | X |  | Kansas Gas & Electric Co | 10005 | KS | 138 |  |  | Southern Star
10000 | Kansas City Power & Light Co | 1241 | La Cygne | 25166 E. 2200 Rd | LaCygne | KS | 66040 | Linn | 38.3481 | -94.6456 | SPP | SWPP | Southwest Power Pool | Lacygne Lake | 22 | RE | 1 | Electric Utility |  | N |  | N |  | N |  | Y | Y | OP | Kansas City Power & Light Co | 10000 | KS | 345
10005 | Kansas Gas & Electric Co | 1242 | Murray Gill | 6100 W. 55th St. South | Wichita | KS | 67215 | Sedgwick | 37.5967 | -97.4136 | SPP | SWPP | Southwest Power Pool | Wells | 22 | RE | 1 | Electric Utility |  | N |  | N |  | N |  | N | X |  | Kansas Gas & Electric Co | 10005 | KS | 138 |  |  | Southern Star
10005 | Kansas Gas & Electric Co | 1243 | Neosho | 2365 22000 Rd | Parsons | KS | 67357 | Labette | 37.3056 | -95.1103 | SPP | SWPP | Southwest Power Pool | Neosho River | 22 | RE | 1 | Electric Utility |  | N |  | N |  | N |  | N | X |  | Kansas Gas & Electric Co | 10005 | KS | 138
22500 | Westar Energy Inc | 1248 | Hutchinson Energy Center | 3200 E 30th Ave | Hutchinson | KS | 67501 | Reno | 38.0906 | -97.8747 | SPP | SWPP | Southwest Power Pool | Wells | 22 | RE | 1 | Electric Utility |  | N |  | N |  | N |  | N | X |  | Westar Energy Inc | 22500 | KS | 115 |  |  | Kansas Gas Service
22500 | Westar Energy Inc | 1250 | Lawrence Energy Center | 1250 N 1800 Rd | Lawrence | KS | 66049 | Douglas | 39.0072 | -95.2692 | SPP | SWPP | Southwest Power Pool | Kansas River | 22 | RE | 1 | Electric Utility |  | N |  | N |  | N |  | Y | Y | OP | Westar Energy Inc | 22500 | KS | 115 |  |  | Southern Star
22500 | Westar Energy Inc | 1251 | Abilene Energy Center Combustion Turbine | 997 2000 Ave | Abilene | KS | 67410 | Dickinson | 38.8831 | -97.2014 | SPP | SWPP | Southwest Power Pool | rural water district | 22 | RE | 1 | Electric Utility |  | N |  | N |  | N |  |  | X |  | Westar Energy Inc | 22500 | KS | 115
22500 | Westar Energy Inc | 1252 | Tecumseh Energy Center | PO Box 38, 2nd and Dupont Rd | Tecumseh | KS | 66542 | Shawnee | 39.0539 | -95.5689 | SPP | SWPP | Southwest Power Pool | Kansas River | 22 | RE | 1 | Electric Utility |  | N |  | N |  | N |  | Y | N | OP | Westar Energy Inc | 22500 | KS | 115 |  |  | Southern Star
701 | City of Anthony - (KS) | 1258 | Anthony | 71D SW 20th Rd | Anthony | KS | 67003 | Harper | 37.1517 | -98.0311 | SPP | SWPP | Southwest Power Pool | Wells | 22 | RE | 1 | Electric Utility |  | N |  | N |  | N |  |  | X |  | City of Anthony - (KS) | 701 | KS | 24.9 |  |  | Atmos Energy
911 | City of Ashland - (KS) | 1259 | Ashland | 201 North Chestnut | Ashland | KS | 67831 | Clark | 37.1938 | -99.7631 | SPP | SWPP | Southwest Power Pool |  | 22 | RE | 1 | Electric Utility |  | N |  | N |  | N |  |  | X |  | City of Ashland - (KS) | 911 | KS | 34.5 |  |  | One Gas, KGS
998 | City of Augusta - (KS) | 1261 | Augusta Electric Plant No 1 | 621 Grove Street | Augusta | KS | 67010 | Butler | 37.6785 | -96.9719 | SPP | SWPP | Southwest Power Pool | Municipality | 22 | RE | 1 | Electric Utility |  | N |  | N |  | N |  | N | X |  | City of Augusta - (KS) | 998 | KS | 4.16 |  |  | Kansas Gas Service
1148 | City of Baldwin City- (KS) | 1262 | Baldwin City Plant No 1 | 605 High Street | Baldwin City | KS | 66006 | Douglas | 38.7745 | -95.1867 | SPP | SWPP | Southwest Power Pool | Municipality | 22 | RE | 1 | Electric Utility |  | N |  | N |  | N |  | N | X |  | Kansas City Power & Light Co | 10000 | KS | 34.5 |  |  | Kansas Gas Service/Southern Star
1512 | City of Belleville - (KS) | 1263 | Belleville | 1819 L Street | Belleville | KS | 66935 | Republic | 39.8081 | -97.6505 | SPP | SWPP | Southwest Power Pool | City Water | 22 | RE | 1 | Electric Utility |  | N |  | N |  | N |  | N | X |  | City of Belleville - (KS) | 1512 | KS | 34.5 |  |  | Kansas Gas Service
1525 | City of Beloit - (KS) | 1264 | Beloit | 215 S. Chestnut | Beloit | KS | 67420 | Mitchell | 39.4578 | -98.1122 | SPP | SWPP | Southwest Power Pool |  | 22 | RE | 1 | Electric Utility |  | N |  | N |  | N |  | N | X |  | City of Beloit - (KS) | 1525 | KS | 115 |  |  | Southern Star Piple Line/ Kansas Gas Service Company.
2547 | City of Burlingame - (KS) | 1265 | Burlingame | 204 West Lincoln | Burlingame | KS | 66413 | Osage | 38.7551 | -95.8368 | SPP | SWPP | Southwest Power Pool | City of Burlingame | 22 | RE | 1 | Electric Utility |  | N |  | N |  | N |  | N | X |  | Westar Energy Inc | 22500 | KS | 24 |  |  | Southern Star Central Gas Pipeline
2551 | City of Burlington - (KS) | 1266 | Burlington (KS) | 110 South 11th Street | Burlington | KS | 66839 | Coffey | 38.1932 | -95.7495 | SPP | SWPP | Southwest Power Pool | Municipality | 22 | RE | 1 | Electric Utility |  | N |  | N |  | N |  | N | X |  | Westar Energy Inc | 22500 | KS | 624 |  |  | Atmos Energy
3355 | City of Chanute | 1267 | Chanute 1 | 219 S Santa Fe | Chanute | KS | 66720 | Neosho | 37.6833 | -95.4547 | SPP | SWPP | Southwest Power Pool | Municipality | 22 | RE | 1 | Electric Utility |  | N |  | N |  | N |  |  | X |  | City of Chanute | 3355 | KS | 69
3355 | City of Chanute | 1268 | Chanute 2 | 1415 N Garfield | Chanute | KS | 66720 | Neosho | 37.6953 | -95.4586 | SPP | SWPP | Southwest Power Pool | Municipality | 22 | RE | 1 | Electric Utility |  | N |  | N |  | N |  |  | X |  | City of Chanute | 3355 | KS | 69 |  |  | Southern Star
3710 | City of Clay Center - (KS) | 1270 | Clay Center | 4th & Clay St. | Clay Center | KS | 67432 | Clay | 39.374 | -97.1272 | SPP | SWPP | Southwest Power Pool | Municipality | 22 | RE | 1 | Electric Utility |  | N |  | N |  | N |  | N | X |  | Westar Energy Inc | 22500 | KS | 115 |  |  | Kansas Gas Service
3892 | City of Coffeyville - (KS) | 1271 | Coffeyville | 605 Santa Fe | Coffeyville | KS | 67337 | Montgomery | 37.0373 | -95.6127 | SPP | SWPP | Southwest Power Pool | Municipality | 22 | RE | 1 | Electric Utility |  | N |  | N |  | N |  | N | X |  | City of Coffeyville - (KS) | 3892 | KS | 138 | 69 | 12.47 | ATMOS
3913 | City of Colby - (KS) | 1272 | Colby City of | 120 N. Sterling | Colby | KS | 67701 | THOMAS | 39.3944 | -101.0584 | SPP | SWPP | Southwest Power Pool | Wells | 22 | RE | 1 | Electric Utility |  | N |  | N |  | N |  | N | X |  | Midwest Energy Inc | 12524 | KS | 34.5 |  |  | Midwest Energy
5802 | City of Ellinwood - (KS) | 1274 | Ellinwood | 201 west 1ST | Ellinwood | KS | 67526 | BARTON | 38.3545 | -98.5834 | SPP | SWPP | Southwest Power Pool | Municipality | 22 | RE | 1 | Electric Utility |  | N |  | N |  | N |  | N | X |  | Westar Energy Inc | 22500 | KS | 34.5 |  |  | Kansas Gas Service
12524 | Midwest Energy Inc | 1275 | Ellis | West 6th Street | Ellis | KS | 67637 | Ellis | 38.9472 | -99.5286 | SPP | SWPP | Southwest Power Pool | River | 22 | RE | 1 | Electric Utility |  | N |  | N |  | N |  |  | X |  | Midwest Energy Inc | 12524 | KS | 34.5
5957 | City of Erie - (KS) | 1276 | Erie | 618 east 2nd | Erie | KS | 66733 | Neosho | 37.5668 | -95.2375 | SPP | SWPP | Southwest Power Pool | Municipality | 22 | RE | 1 | Electric Utility |  | N |  | N |  | N |  | N | X |  | City of Erie - (KS) | 5957 | KS | 2.4
6965 | City of Garnett - (KS) | 1278 | Garnett Municipal | 1513 South Walnut | Garnett | KS | 66032 | Anderson | 38.2697 | -95.2447 | SPP | SWPP | Southwest Power Pool | Crystal Lake | 22 | RE | 1 | Electric Utility |  | N |  | N |  | N |  | N | X |  | City of Garnett - (KS) | 6965 | KS | 34.5 |  |  | Southern Star
7257 | City of Girard - (KS) | 1279 | Girard | 307 East Buffalo | Girard | KS | 66743 | Crawford | 37.5077 | -94.8393 | SPP | SWPP | Southwest Power Pool | Municipality | 22 | RE | 1 | Electric Utility |  | N |  | N |  | N |  |  | X |  | Westar Energy Inc | 22500 | KS | 69 |  |  | Southern Star
7374 | City of Goodland - (KS) | 1280 | Goodland | 1701 Cherry Street | Goodland | KS | 67735 | Sherman | 39.3416 | -101.7052 | SPP | SWPP | Southwest Power Pool | Municipality | 22 | RE | 1 | Electric Utility |  | N |  | N |  | N |  | N | X |  | Sunflower Electric Power Corp | 18315 |  | 115 |  |  | Black Hills Energy
8490 | City of Herington - (KS) | 1283 | Herington | 435 South 5th | Herington | KS | 67449 | Dickinson | 38.6658 | -96.9492 | SPP | SWPP | Southwest Power Pool | Municipality | 22 | RE | 1 | Electric Utility |  | N |  | N |  | N |  |  | X |  | Westar Energy Inc | 22500 | KS | 34.5 |  |  | Atmos, Line was disconnected in 2013
8599 | City of Hill City | 1285 | Hill City | 724 South Pomeroy Street | Hill City | KS | 67642 | GRAHAM | 39.3582 | -99.8417 | SPP | SWPP | Southwest Power Pool | Wells-Municipality | 22 | RE | 1 | Electric Utility |  | N |  | N |  | N |  | N | X |  | Sunflower Electric Power Corp | 18315 |  | 34.5 |  |  | Midwest Energy
8703 | City of Hoisington - (KS) | 1286 | Hoisington | 164 South Elm | Hoisington | KS | 67544 | Barton | 38.513 | -98.7747 | SPP | SWPP | Southwest Power Pool | Municipality | 22 | RE | 1 | Electric Utility |  | N |  | N |  | N |  | N | X |  | City of Hoisington - (KS) | 8703 | KS | 34.5 |  |  | Kansas Gas Service
8770 | City of Holton - (KS) | 1287 | Holton | 1012 New Jersey Ave. | City of Holton | KS | 66436 | Jackson | 39.4735 | -95.7315 | SPP | SWPP | Southwest Power Pool | Municipality | 22 | RE | 1 | Electric Utility |  | N |  | N |  | N |  |  | X |  | Westar Energy Inc | 22500 | KS | 34.5 |  |  | Kansas Gas Service
9011 | City of Hugoton - (KS) | 1289 | Hugoton 1 | 110 E. 5th Street | Hugoton | KS | 67951 | Stevens | 37.175 | -101.3458 | SPP | SWPP | Southwest Power Pool | Municipality | 22 | RE | 1 | Electric Utility |  | N |  | N |  | N |  | N | X |  | City of Hugoton | 9011 | KS | 13.2
9418 | City of Iola - (KS) | 1291 | Iola | 1220 West 54 Highway | Iola | KS | 66749 | Allen | 37.9231 | -95.4256 | SPP | SWPP | Southwest Power Pool | Neosho River | 22 | RE | 1 | Electric Utility |  | N |  | N |  | N |  |  | X |  | Westar Energy Inc | 22500 | KS | 69 |  |  | Souther Star Central Pipeline
9732 | City of Jetmore | 1292 | Jetmore | 910 Main St | Jetmore | KS | 67854 | HODGEMAN | 38.0853 | -99.8989 | SPP | SWPP | Southwest Power Pool |  | 22 | RE | 1 | Electric Utility |  | N |  | N |  | N |  | N | X |  | Midwest Energy Inc | 12524 | KS | 69 |  |  | Black Hills Energy
9996 | City of Kansas City - (KS) | 1294 | Kaw | 2015 Kansas Avenue | Kansas City | KS | 66105 | Wyandotte | 39.0867 | -94.6514 | SPP | SWPP | Southwest Power Pool | Kaw River | 22 | RE | 1 | Electric Utility |  | N |  | N |  | N |  | N | X |  | City of Kansas City - (KS) | 9996 | KS | 69 |  |  | Kansas Gas
9996 | City of Kansas City - (KS) | 1295 | Quindaro | 3601 North 12th St | Kansas | KS | 66104 | Wyandotte | 39.1492 | -94.6381 | SPP | SWPP | Southwest Power Pool | Missouri River | 22 | RE | 1 | Electric Utility |  | N |  | N |  | N |  | N | X |  | City of Kansas City - (KS) | 9996 | KS | 161 | 69 |  | KPC Pipeline LLC
10321 | City of Kingman - (KS) | 1296 | Kingman Municipal Power and Light Plant | 405 West Sherman Street | Kingman | KS | 67068 | KINGMAN | 37.3831 | -98.0704 | SPP | SWPP | Southwest Power Pool | Municipality | 22 | RE | 1 | Electric Utility |  | N |  | N |  | N |  | N | X |  | City of Kingman - (KS) | 10321 | KS | 34 | 12 | 4.1 | Kansas Gas Service
10559 | City of La Crosse - (KS) | 1297 | La Crosse | 202 East 9th St. | La Crosse | KS | 67548 | Rush | 38.5317 | -99.3083 | SPP | SWPP | Southwest Power Pool | Cooling | 22 | RE | 1 | Electric Utility |  | N |  | N |  | N |  |  | X |  | Midwest Energy Inc | 12524 | KS | 115 |  |  | kansas gas service
10713 | City of Larned - (KS) | 1298 | Gas Turbine (KS) | 215 Main St. | Larned | KS | 67550 | Pawnee | 38.1797 | -99.1125 | SPP | SWPP | Southwest Power Pool |  | 22 | RE | 1 | Electric Utility |  | N |  | N |  | N |  |  | X |  | City of Larned | 10713 | KS | 13.8 |  |  | Kansas Gas Service
10713 | City of Larned - (KS) | 1299 | Larned | 215 Main | Larned | KS | 67550 | Pawnee | 38.1762 | -99.1 | SPP | SWPP | Southwest Power Pool | Wells | 22 | RE | 1 | Electric Utility |  | N |  | N |  | N |  |  | X |  | City of Larned - (KS) | 10713 | KS | 13.8 |  |  | Kansas Gas Service
11017 | City of Lincoln Center - (KS) | 1300 | Lincoln | 405 W South | Lincoln | KS | 67455 | LINCOLN | 39.0372 | -98.153 | SPP | SWPP | Southwest Power Pool | Ground Water Municipality | 22 | RE | 1 | Electric Utility |  | N |  | N |  | N |  | N | X |  | City of Lincoln Center - (KS) | 11017 | KS | 12.47 |  |  | Kansas Gas Service
12208 | City of McPherson - (KS) | 1305 | McPherson 2 | 1128 West Avenue A | McPherson | KS | 67460 | McPherson | 38.3634 | -97.6834 | SPP | SWPP | Southwest Power Pool | Municipality | 22 | RE | 1 | Electric Utility |  | N |  | N |  | N |  | N | X |  | City of McPherson - (KS) | 12208 | KS | 115 |  |  | Kansas Gas Service
12242 | City of Meade - (KS) | 1306 | Meade | 623 E Carthage | Meade | KS | 67864 | Meade | 37.2852 | -100.3324 | SPP | SWPP | Southwest Power Pool | Wells | 22 | RE | 1 | Electric Utility |  | N |  | N |  | N |  |  | X |  | City of Meade - (KS) | 12242 | KS | 345 |  |  | Black Hills Energy
21533 | City of Minneapolis - (KS) | 1307 | Minneapolis City of | 110 Markley Ave. | Minneapolis | KS | 67467 | OTTAWA | 39.1194 | -97.7086 | SPP | SWPP | Southwest Power Pool | Municipality | 22 | RE | 1 | Electric Utility |  | N |  | N |  | N |  | N | X |  | City of Minneapolis - (KS) | 21533 | KS | 34.5 |  |  | Kansas Gas Service
13095 | City of Mulvane - (KS) | 1308 | Mulvane Power Plant | 120 Boxelder | Mulvane | KS | 67110 | Sumner | 37.4724 | -97.2467 | SPP | SWPP | Southwest Power Pool | Municipality | 22 | RE | 1 | Electric Utility |  | N |  | N |  | N |  | N | X |  | City of Mulvane - (KS) | 13095 | KS | 69 |  |  | Kansas Gas Service
13948 | City of Oberlin - (KS) | 1312 | Oberlin (KS) | 214 South Rodehaver | Oberlin | KS | 67749 | Decatur | 39.8217 | -100.5289 | SPP | SWPP | Southwest Power Pool | Municipality | 22 | RE | 1 | Electric Utility |  | N |  | N |  | N |  | N | X |  | City of Oberlin - (KS) | 13948 | KS | 115 |  |  | Midwest Energy, Inc.
14199 | City of Osage City - (KS) | 1313 | Osage City | 5th and Main | Osage City | KS | 66523 | OSAGE | 38.6332 | -95.8277 | SPP | SWPP | Southwest Power Pool | Municipality | 22 | RE | 1 | Electric Utility |  | N |  | N |  | N |  | N | X |  | Westar Energy Inc | 22500 | KS | 115 |  |  | Southern Star Central
14203 | City of Osawatomie - (KS) | 1314 | Osawatomie City of | 100 11th Street | Osawatomie | KS | 66064 | MIAMI | 38.5017 | -94.9601 | SPP | SWPP | Southwest Power Pool | Marais des Cygne | 22 | RE | 1 | Electric Utility |  | N |  | N |  | N |  |  | X |  | City of Osawatomie - (KS) | 14203 | KS | 34.5 |  |  | One Oak
14214 | City of Osborne - (KS) | 1315 | Osborne | North Locust St | Osborne | KS | 67473 | Osborne | 39.442 | -98.6903 | SPP | SWPP | Southwest Power Pool | Wells | 22 | RE | 1 | Electric Utility |  | N |  | N |  | N |  | N | X |  | Prairie Energy Coop | 15291 | IA | 34.5 |  |  | kansas gas service
14229 | City of Ottawa - (KS) | 1316 | Ottawa | P.O. Box 60 | Ottawa | KS | 66067 | Franklin | 38.6156 | -95.2797 | SPP | SWPP | Southwest Power Pool | Municipality | 22 | RE | 1 | Electric Utility |  | N |  | N |  | N |  | N | X |  | City of Ottawa - (KS) | 14229 | KS | 12.47 |  |  | Kansas Gas Service Southern Star
15321 | City of Pratt- (KS) | 1317 | Pratt | 321 W. 10th St. | Pratt | KS | 67124 | Pratt | 37.6359 | -98.7433 | SPP | SWPP | Southwest Power Pool | Municipality | 22 | RE | 1 | Electric Utility |  | N |  | N |  | N |  |  | X |  | City of Pratt- (KS) | 15321 | KS | 115 |  |  | Kansas Gas Service
16440 | City of Russell - (KS) | 1319 | Russell Downtown | 823 N Elm | Russell | KS | 67665 | Russell | 38.8933 | -98.8569 | SPP | SWPP | Southwest Power Pool | Municipality | 22 | RE | 1 | Electric Utility |  | N |  | N |  | N |  | N | X |  | Sunflower Electric Power Corp | 18315 |  | 34.5 |  |  | Kansas Gas Service
16518 | City of Sabetha - (KS) | 1320 | Sabetha Power Plant | 304 N11th | Sabetha | KS | 66534 | Nemaha | 39.9049 | -95.8034 | SPP | SWPP | Southwest Power Pool | Cooling-Municipality | 22 | RE | 1 | Electric Utility |  | N |  | N |  | N |  |  | X |  | Westar Energy Inc | 22500 | KS | 34.5 |  |  | Kansas Gas Service
17872 | City of St Francis - (KS) | 1321 | St Francis | 621 W Street | St Francis | KS | 67756 | Cheyenne | 39.7736 | -101.8122 | SPP | SWPP | Southwest Power Pool | Municipality | 22 | RE | 1 | Electric Utility |  | N |  | N |  | N |  | N | X |  | Sunflower Electric Power Corp | 18315 |  | 115 |  |  | Midwest Energy
17879 | City of St. John - (KS) | 1322 | St John | 424 S. Broadway | St. John | KS | 67576 | Stafford | 37.9953 | -98.7602 | SPP | SWPP | Southwest Power Pool | Wells | 22 | RE | 1 | Electric Utility |  | N |  | N |  | N |  | N | X |  | Midwest Energy Inc | 12524 | KS | 34.5 |  |  | none
16988 | City of Sharon Springs - (KS) | 1324 | Sharon Spring | 306 S. Main | Sharon Springs | KS | 67758 | Wallace | 38.9008 | -101.7516 | SPP | SWPP | Southwest Power Pool | Municipality | 22 | RE | 1 | Electric Utility |  | N |  | N |  | N |  | N | X |  | City of Sharon Springs - (KS) | 16988 | KS | 13.2 |  |  | Midwest Energy
17924 | City of Stafford - (KS) | 1325 | Stafford | 519 S Boston | Stafford | KS | 67578 | Stafford | 37.9553 | -98.5928 | SPP | SWPP | Southwest Power Pool | Water Wells | 22 | RE | 1 | Electric Utility |  | N |  | N |  | N |  | N | X |  | Midwest Energy Inc | 12524 | KS | 34.5 |  |  | Kansas Gas
18086 | City of Sterling - (KS) | 1326 | Sterling | 333 North Broadway | Sterling | KS | 67579 | Rice | 38.2143 | -98.2071 | SPP | SWPP | Southwest Power Pool | Municipality | 22 | RE | 1 | Electric Utility |  | N |  | N |  | N |  | N | X |  | Midwest Energy Inc | 12524 | KS | 34.5 |  |  | Black Hills Energy
18137 | City of Stockton - (KS) | 1327 | Stockton | 109 Main | Stockton | KS | 67669 | ROOKS | 39.4362 | -99.2779 | SPP | SWPP | Southwest Power Pool | Municipality | 22 | RE | 1 | Electric Utility |  | N |  | N |  | N |  | N | X |  | Sunflower Electric Power Corp | 18315 |  | 34.5 |  |  | Midwest Energy
20069 | City of Wamego - (KS) | 1328 | Wamego | 1001 Third Street | Wamego | KS | 66547 | POTTAWATOMIE | 39.1992 | -96.3086 | SPP | SWPP | Southwest Power Pool | Municipal Wells | 22 | RE | 1 | Electric Utility |  | N |  | N |  | N |  | N | X |  | Westar Energy Inc | 22500 | KS | 34.5 |  |  | Kansas Gas Service
20141 | City of Washington - (KS) | 1329 | Washington | 1001 Park Road | Washington | KS | 66968 | WASHINGTON | 39.7306 | -96.9795 | SPP | SWPP | Southwest Power Pool | Municipality | 22 | RE | 1 | Electric Utility |  | N |  | N |  | N |  | N | X |  | Prairie Land Electric Coop Inc | 13799 | KS | 34.5 |  |  | KANSAS GAS
20315 | City of Wellington - (KS) | 1330 | Wellington 1 | 520 South Olive St | Wellington | KS | 67152 | Sumner | 37.2614 | -97.4057 | SPP | SWPP | Southwest Power Pool | Municipality | 22 | RE | 1 | Electric Utility |  | N |  | N |  | N |  | N | X |  | Westar Energy Inc | 22500 | KS | 69 |  |  | Kansas Gas Service
20813 | City of Winfield - (KS) | 1332 | West 14th Street | West 14 @ Fairgrounds | Winfield | KS | 67156 | Cowley | 37.2354 | -97.011 | SPP | SWPP | Southwest Power Pool | Municipality | 22 | RE | 1 | Electric Utility |  | N |  | N |  | N |  | N | X |  | City of Winfield - (KS) | 20813 | KS | 12.47 |  |  | Enable
12524 | Midwest Energy Inc | 1334 | Great Bend - Midwest Energy | 1025 Patton Road | Gt Bend | KS | 67530 | Barton | 38.3708 | -98.7831 | SPP | SWPP | Southwest Power Pool | River | 22 | RE | 1 | Electric Utility |  | N |  | N |  | N |  | N | X |  | Midwest Energy Inc | 12524 | KS | 69 |  |  | Kansas Gas Service
18315 | Sunflower Electric Power Corp | 1336 | Garden City | 2075 W Saint John Street | Garden City | KS | 67846 | Finney | 37.9703 | -100.8956 | SPP | SWPP | Southwest Power Pool | Wells | 22 | RE | 1 | Electric Utility |  | N |  | N |  | N |  | N | X |  | Sunflower Electric Power Corp | 18315 |  | 115 |  |  | Northern Natural Gas pipeline
22053 | Kentucky Power Co | 1353 | Big Sandy | 23000 Hwy 23 | Louisa | KY | 41230 | Lawrence | 38.1707 | -82.6176 | RFC | PJM | PJM Interconnection, LLC | Big Sandy River | 22 | RE | 1 | Electric Utility |  | N |  | N |  | N |  | Y | N | OP | Kentucky Power Co | 22053 | KY | 345 |  |  | Columbia Gas
10171 | Kentucky Utilities Co | 1354 | Dix Dam | 815 Dix Dam Rd | Harrodsburg | KY | 40330 | Mercer | 37.7864 | -84.7028 | SERC | LGEE | LG&E and KU Services Company as agent for Louisville Gas and Electric Company and Kentucky Utilities | Herrington Lake | 22 | RE | 1 | Electric Utility |  | N |  | N |  | N |  | N | X |  | Kentucky Utilities Co | 10171 | KY | 69
10171 | Kentucky Utilities Co | 1355 | E W Brown | 815 Dix Dam Rd | Harrodsburg | KY | 40330 | Mercer | 37.7883 | -84.7126 | SERC | LGEE | LG&E and KU Services Company as agent for Louisville Gas and Electric Company and Kentucky Utilities | Herrington Lake | 22 | RE | 1 | Electric Utility | N | N |  | N |  | N |  | Y | Y | OP | Kentucky Utilities Co | 10171 | KY | 138 |  |  | Tennessee Gas Pipeline; Texas Easter Gas Pipeline
10171 | Kentucky Utilities Co | 1356 | Ghent | 9485 US Hwy 42 East | Ghent | KY | 41045 | Carroll | 38.7497 | -85.035 | SERC | LGEE | LG&E and KU Services Company as agent for Louisville Gas and Electric Company and Kentucky Utilities | Ohio River | 22 | RE | 1 | Electric Utility |  | N |  | N |  | N |  | Y | Y | OP | Kentucky Utilities Co | 10171 | KY | 345
10171 | Kentucky Utilities Co | 1357 | Green River | 811 Power Plant Drive | Central City | KY | 42330 | Muhlenberg | 37.3636 | -87.1214 | SERC | LGEE | LG&E and KU Services Company as agent for Louisville Gas and Electric Company and Kentucky Utilities | Green River | 22 | RE | 1 | Electric Utility |  | N |  | N |  | N |  | Y | Y | OP | Kentucky Utilities Co | 10171 | KY | 138
10171 | Kentucky Utilities Co | 1358 | Haefling | 1555 Baumann Dr. | Lexington | KY | 40511 | Fayette | 38.0794 | -84.5194 | SERC | LGEE | LG&E and KU Services Company as agent for Louisville Gas and Electric Company and Kentucky Utilities |  | 22 | RE | 1 | Electric Utility |  | N |  | N |  | N |  | N | X |  | Kentucky Utilities Co | 10171 | KY | 69 |  |  | Columbia Gas of Kentucky
54775 | Lock 7 Hydro Partners LLC | 1359 | Mother Ann Lee | 1 Shaker Ferry Road | Harrodsburg | KY | 40330 | MERCER | 37.8297 | -84.7247 | SERC | PJM | PJM Interconnection, LLC | Kentucky River | 22 | NR | 2 | IPP Non-CHP |  | N |  | N |  | Y | 07-48-000 |  | X |  | Kentucky Utilities Co | 10171 | KY | 34.5
10171 | Kentucky Utilities Co | 1360 | Pineville | Ely Rd. | Four Mile | KY | 40939 | Bell | 36.7967 | -83.7614 | SERC |  |  | Cumberland River | 22 | RE | 1 | Electric Utility |  | N |  | N |  | N |  | N | X
10171 | Kentucky Utilities Co | 1361 | Tyrone | 6800 Tyrone Pike | Versailles | KY | 40383 | Woodford | 38.0478 | -84.8483 | SERC | LGEE | LG&E and KU Services Company as agent for Louisville Gas and Electric Company and Kentucky Utilities | Kentucky River | 22 | RE | 1 | Electric Utility |  | N |  | N |  | N |  | N | X |  | Kentucky Utilities Co | 10171 | KY | 69
11249 | Louisville Gas & Electric Co | 1363 | Cane Run | 5252 Cane Run Road | Louisville | KY | 40216 | Jefferson | 38.1831 | -85.8892 | SERC | LGEE | LG&E and KU Services Company as agent for Louisville Gas and Electric Company and Kentucky Utilities | Ohio River | 22 | RE | 1 | Electric Utility |  | N |  | N |  | N |  | Y | Y | OP | Louisville Gas & Electric Co | 11249 | KY | 138 |  |  | Louisville Gas and Electric Gas Distribution; Cane Run 7 will be Texas Gas Pipeline
11249 | Louisville Gas & Electric Co | 1364 | Mill Creek (KY) | 14660 Dixie Highway | Louisville | KY | 40272 | Jefferson | 38.0525 | -85.9103 | SERC | LGEE | LG&E and KU Services Company as agent for Louisville Gas and Electric Company and Kentucky Utilities | Ohio River | 22 | RE | 1 | Electric Utility |  | N |  | N |  | N |  | Y | Y | OP | Louisville Gas & Electric Co | 11249 | KY | 345 |  |  | Louisville Gas and Electric Gas Distribution
11249 | Louisville Gas & Electric Co | 1365 | Ohio Falls | 811 North 27th Street | Shippingport Island | KY | 40212 | Jefferson | 38.2832 | -85.7792 | SERC | LGEE | LG&E and KU Services Company as agent for Louisville Gas and Electric Company and Kentucky Utilities | Ohio River | 22 | RE | 1 | Electric Utility |  | N |  | N |  | N |  | N | X |  | Louisville Gas & Electric Co | 11249 | KY | 69
11249 | Louisville Gas & Electric Co | 1366 | Paddys Run | 4512 Bells Lane | Louisville | KY | 40211 | Jefferson | 38.2236 | -85.8417 | SERC | LGEE | LG&E and KU Services Company as agent for Louisville Gas and Electric Company and Kentucky Utilities | Wells | 22 | RE | 1 | Electric Utility |  | N |  | N |  | N |  | N | X |  | Louisville Gas & Electric Co | 11249 | KY | 138 |  |  | Louisville Gas and Electric Gas Distribution
11249 | Louisville Gas & Electric Co | 1367 | Waterside GT | 233 West Washinigton Stree | Louisville | KY | 40202 | Jefferson | 38.2583 | -85.7542 | SERC |  |  | Ohio River | 22 | RE | 1 | Electric Utility |  | N |  | N |  | N |  | N | X
11249 | Louisville Gas & Electric Co | 1368 | Zorn | 3001 Upper River Road | Louisville | KY | 40207 | Jefferson | 38.2803 | -85.7023 | SERC | LGEE | LG&E and KU Services Company as agent for Louisville Gas and Electric Company and Kentucky Utilities |  | 22 | RE | 1 | Electric Utility |  | N |  | N |  | N |  | N | X |  | Louisville Gas & Electric Co | 11249 | KY | 13.8 |  |  | Louisville Gas and Electric Gas Distribution
19462 | USCE-Nashville District | 1371 | Barkley | 8439 US Highway 62W | Kuttawa | KY | 42055 | Lyon | 37.0217 | -88.2211 | SERC | TVA | Tennessee Valley Authority | Cumberland River | 22 | RE | 1 | Electric Utility |  | N |  | N |  | N |  |  | X |  | Tennessee Valley Authority | 18642 | KY | 161
14268 | City of Owensboro - (KY) | 1374 | Elmer Smith | 4301 State Highway 144 | Owensboro | KY | 42303 | Daviess | 37.7942 | -87.0608 | SERC | LGEE | LG&E and KU Services Company as agent for Louisville Gas and Electric Company and Kentucky Utilities | Ohio River | 22 | RE | 1 | Electric Utility |  | N |  | N |  | N |  | Y | N | OP | Louisville Gas & Electric Co | 11249 | KY | 345 | 138 | 69 | Atmos Energy
14459 | City of Paris - (KY) | 1376 | Paris (KY) | 702 Scott Avenue | Paris | KY | 40361 | Bourbon | 38.2049 | -84.2383 | SERC | LGEE | LG&E and KU Services Company as agent for Louisville Gas and Electric Company and Kentucky Utilities | Stoner Creek | 22 | RE | 1 | Electric Utility |  | N |  | N |  | N |  |  | X |  | City of Paris - (KY) | 14459 | KY | 69
18642 | Tennessee Valley Authority | 1377 | Kentucky Dam | 640 Kentucky Dam Rd. | Grand Rivers | KY | 42045 | Marshall | 37.0131 | -88.2692 | SERC | TVA | Tennessee Valley Authority | Tennessee River | 22 | RE | 1 | Electric Utility |  | N |  | N |  | N |  |  | X |  | Tennessee Valley Authority | 18642 | KY | 161
18642 | Tennessee Valley Authority | 1378 | Paradise | 13246 State Route 176 Suite 10 | Drakesboro | KY | 42337 | Muhlenberg | 37.2608 | -86.9783 | SERC | TVA | Tennessee Valley Authority | Green River | 22 | RE | 1 | Electric Utility |  | N |  | N |  | N |  | Y | N | OP | Tennessee Valley Authority | 18642 | KY | 500
18642 | Tennessee Valley Authority | 1379 | Shawnee | 7900 Metropolis Lake Rd. | West Paducah | KY | 42086 | McCracken | 37.1517 | -88.775 | SERC | TVA | Tennessee Valley Authority | Ohio River | 22 | RE | 1 | Electric Utility |  | N |  | N |  | N |  | Y | N | OP | Tennessee Valley Authority | 18642 | KY | 161
19462 | USCE-Nashville District | 1380 | Wolf Creek | 980 Power Plant Road | Jamestown | KY | 42629 | Russell | 36.8691 | -85.147 | SERC | TVA | Tennessee Valley Authority | Cumberland River | 22 | RE | 1 | Electric Utility |  | N |  | N |  | N |  | N | X |  | Tennessee Valley Authority | 18642 | KY | 161
1692 | Big Rivers Electric Corp | 1381 | Kenneth C Coleman | 4982 River Road | Hawesville | KY | 42348 | Hancock | 37.9631 | -86.7911 | SERC | MISO | Midcontinent Independent Transmission System Operator, Inc.. | Ohio River | 22 | RE | 1 | Electric Utility |  | N |  | N |  | N |  | Y | Y | OP | Big Rivers Electric Corp | 1692 |  | 161 |  |  | Atmos Energy
1692 | Big Rivers Electric Corp | 1382 | HMP&L Station Two Henderson | 9000 Highway 2096 | Robards | KY | 42452 | Henderson | 37.6469 | -87.5028 | SERC | MISO | Midcontinent Independent Transmission System Operator, Inc.. | Green River | 22 | RE | 1 | Electric Utility |  | N |  | N |  | N |  | Y | Y | OP | Big Rivers Electric Corp | 1692 |  | 161
1692 | Big Rivers Electric Corp | 1383 | Robert A Reid | 9000 Highway 2096 | Robards | KY | 42452 | Webster | 37.6461 | -87.5019 | SERC | MISO | Midcontinent Independent Transmission System Operator, Inc.. | Green River | 22 | RE | 1 | Electric Utility |  | N |  | N |  | N |  | Y | Y | OP | Big Rivers Electric Corp | 1692 |  | 69 |  |  | Texas Gas
5580 | East Kentucky Power Coop, Inc | 1384 | Cooper | 7130 Highway 1247 | Somerset | KY | 42501 | Pulaski | 36.9981 | -84.5919 | SERC | PJM | PJM Interconnection, LLC | Lake Cumberland | 22 | RE | 1 | Electric Utility |  | N |  | N |  | N |  | Y | N | OA | East Kentucky Power Coop, Inc | 5580 |  | 138 | 69
5580 | East Kentucky Power Coop, Inc | 1385 | Dale | 1925 Ford Road | Winchester | KY | 40391 | Clark | 37.8806 | -84.2619 | SERC | PJM | PJM Interconnection, LLC | Kentucky River | 22 | RE | 1 | Electric Utility |  | N |  | N |  | N |  | Y | N | OP | East Kentucky Power Coop, Inc | 5580 |  | 138 | 69
11241 | Entergy Louisiana LLC | 1391 | Louisiana 1 | Gulf States Road | Baton Rouge | LA | 70821 | East Baton Rouge | 30.4922 | -91.1864 | SERC | MISO | Midcontinent Independent Transmission System Operator, Inc.. | Wells | 32411 | NR | 7 | Industrial CHP |  | Y | 93-36-000 | N |  | N |  | N | X |  | Entergy Louisiana LLC | 11241 | LA | 230 |  |  | Bridgeline, Mid LA Gas, American Midstream, Cypress/Acadian Gas
11241 | Entergy Louisiana LLC | 1392 | Louisiana 2 | Gulf States Road | Baton Rouge | LA | 70821 | East Baton Rouge | 30.4922 | -91.1864 | SERC | MISO | Midcontinent Independent Transmission System Operator, Inc.. | Wells | 22 | RE | 1 | Electric Utility |  | N |  | N |  | N |  | N | X |  | Entergy Louisiana LLC | 11241 | LA | 69 |  |  | Bridgeline, Mid LA Gas, American Midstream, Cypress/Acadian Gas
11241 | Entergy Louisiana LLC | 1393 | R S Nelson | 3500 Houston River Road | Westlake | LA | 70669 | Calcasieu | 30.2844 | -93.2911 | SERC | MISO | Midcontinent Independent Transmission System Operator, Inc.. | Sabine River Authority Canal | 22 | RE | 1 | Electric Utility |  | Y | 86-512-001 | N |  | N |  | Y | Y | OP | Entergy Louisiana LLC | 11241 | LA | 230 | 138 |  | PB Energy, Gulf South Pipeline, Varibus, Targa
11241 | Entergy Louisiana LLC | 1394 | Willow Glen | 2605 Hwy. 75 | St. Gabriel | LA | 70776 | Iberville | 30.2743 | -91.1164 | SERC | MISO | Midcontinent Independent Transmission System Operator, Inc.. | Mississippi River | 22 | RE | 1 | Electric Utility |  | N |  | N |  | N |  | N | X |  | Entergy Louisiana LLC | 11241 | LA | 138 | 230 | 500 | Acadian, Gulf South, Varibus
3265 | Cleco Power LLC | 1396 | Coughlin Power Station | 2180 St Landry Hwy | St Landry | LA | 71367 | Evangeline | 30.8439 | -92.2611 | SPP | MISO | Midcontinent Independent Transmission System Operator, Inc.. | Bayou Cocodrie | 22 | RE | 1 | Electric Utility |  | N |  | N |  | N |  | N | X |  | Cleco Power LLC | 3265 | LA | 230 |  |  | Columbia Gas Tranmission (CGT)
3265 | Cleco Power LLC | 1400 | Teche | 237 Newman St | Baldwin | LA | 70514 | St Mary | 29.8222 | -91.5425 | SPP | MISO | Midcontinent Independent Transmission System Operator, Inc.. | Charenton Canal | 22 | RE | 1 | Electric Utility |  | N |  | N |  | N |  | N | X |  | Cleco Power LLC | 3265 | LA | 138 |  |  | Columbia Gulf Transmission ANR Pipeline Enlink
11241 | Entergy Louisiana LLC | 1401 | Buras | 815 Hwy. 11 South | Buras | LA | 70041 | Plaquemines | 29.3591 | -89.5373 | SERC | MISO | Midcontinent Independent Transmission System Operator, Inc.. | Air Cooled | 22 | RE | 1 | Electric Utility |  | N |  | N |  | N |  | N | X |  | Entergy Louisiana LLC | 11241 | LA | 34.5 |  |  | ATMOS Energy, Trans Louisiana Pipeline
11241 | Entergy Louisiana LLC | 1402 | Little Gypsy | 17420 River Road | La Place | LA | 70068 | St Charles | 30.0051 | -90.4617 | SERC | MISO | Midcontinent Independent Transmission System Operator, Inc.. | Mississippi River | 22 | RE | 1 | Electric Utility |  | N |  | N |  | N |  | N | X |  | Entergy Louisiana LLC | 11241 | LA | 115 | 230 |  | Texaco, United, Gulf South
11241 | Entergy Louisiana LLC | 1403 | Nine Mile Point | 1617 River Road | Westwego | LA | 70094 | Jefferson | 29.9472 | -90.1458 | SERC | MISO | Midcontinent Independent Transmission System Operator, Inc.. | Mississippi River | 22 | RE | 1 | Electric Utility |  | N |  | N |  | N |  | N | X |  | Entergy Louisiana LLC | 11241 | LA | 230 | 115 |  | Gulf South, Texaco Bridge Line, Ponchatrain Pelican
11241 | Entergy Louisiana LLC | 1404 | Sterlington | PO Box 647 | Sterlington | LA | 71280 | Ouachita | 32.7047 | -92.0792 | SERC | MISO | Midcontinent Independent Transmission System Operator, Inc.. | Ouachita River | 22 | RE | 1 | Electric Utility |  | N |  | N |  | N |  | N | X |  | Entergy Louisiana LLC | 11241 | LA | 115 |  |  | Gulf South
13478 | Entergy New Orleans Inc | 1407 | A B Paterson | 5400 Dwyer road | New Orleans | LA | 70126 | Orleans | 30.0158 | -90.0256 | SERC | MISO | Midcontinent Independent Transmission System Operator, Inc.. | Inner Harbor Navigation Canal | 22 | RE | 1 | Electric Utility |  | N |  | N |  | N |  |  | X |  | Entergy New Orleans Inc | 13478 | LA | 115
13478 | Entergy New Orleans Inc | 1409 | Michoud | 3601 Paris Road | New Orleans | LA | 70129 | Orleans | 30.0081 | -89.9372 | SERC | MISO | Midcontinent Independent Transmission System Operator, Inc.. | The Inner Costal Water Way | 22 | RE | 1 | Electric Utility |  | N |  | N |  | N |  | N | X |  | Entergy New Orleans Inc | 13478 | LA | 115 | 230 |  | Entergy-New Orleans
17698 | Southwestern Electric Power Co | 1416 | Arsenal Hill | 520 North Allen | Shreveport | LA | 71101 | Caddo | 32.5181 | -93.7611 | SPP | SWPP | Southwest Power Pool | Arsenal Hill Cooling Pond | 22 | RE | 1 | Electric Utility |  | N |  | N |  | N |  |  | X |  | Southwestern Electric Power Co | 17698 | LA | 69 |  |  | Regency Interstate: Owned by Centerpoint Energy
17698 | Southwestern Electric Power Co | 1417 | Lieberman | 11730 La Hwy 538 | Mooringsport | LA | 71060 | Caddo | 32.7047 | -93.9597 | SPP | SWPP | Southwest Power Pool | Caddo Lake | 22 | RE | 1 | Electric Utility |  | N |  | N |  | N |  |  | X |  | Southwestern Electric Power Co | 17698 | LA | 138 |  |  | Enable Gas Transmission (EGT)
3265 | Cleco Power LLC | 1435 | Franklin (LA) | 1025 Coach Mac Drive | Franklin | LA | 70538 | St Mary | 29.8222 | -91.5425 | SPP | MISO | Midcontinent Independent Transmission System Operator, Inc.. |  | 22 | RE | 1 | Electric Utility |  | N |  | N |  | N |  | N | X |  | Cleco Power LLC | 3265 | LA | 34.5 |  |  | Centerpoint Entergy
8884 | Terrebonne Parish Consol Gov't | 1439 | Houma | 1551 Barrow Street | Houma | LA | 70360 | Terrebonne | 29.5806 | -90.7225 | SPP | MISO | Midcontinent Independent Transmission System Operator, Inc.. | Municipality | 22 | RE | 1 | Electric Utility |  | N |  | N |  | N |  |  | X |  | Entergy Louisiana LLC | 11241 | LA | 115 |  |  | City of Houma
50111 | Lafayette Utilities System | 1443 | Louis Doc Bonin | 1120 Walker Road | Lafayette | LA | 70506 | Lafayette | 30.238 | -92.0463 | SPP | MISO | Midcontinent Independent Transmission System Operator, Inc.. | Well | 22 | RE | 1 | Electric Utility |  | N |  | N |  | N |  | N | X |  | City of Lafayette - (LA) | 9096 | LA | 138 |  |  | Crosstex LUS Pipeline (interconnections with Columbia Gulf and Texas Gas)
50111 | Lafayette Utilities System | 1445 | Rodemacher | 201 W Pinhook Road | Lafayette | LA | 70501 | Lafayette | 30.2361 | -92.0083 | SPP | MISO | Midcontinent Independent Transmission System Operator, Inc.. |  | 22 | RE | 1 | Electric Utility |  | N |  | N |  | N |  | N | X |  | City of Lafayette | 9096 | LA | 69
12625 | City of Minden - (LA) | 1447 | Minden | 119 Horten St | Minden | LA | 71055 | WEBSTER | 32.6046 | -93.2944 | SPP | MISO | Midcontinent Independent Transmission System Operator, Inc.. | Municipality Well Water | 22 | RE | 1 | Electric Utility |  | N |  | N |  | N |  |  | X |  | Entergy Louisiana LLC | 11241 | LA | 115 |  |  | CenterPoint Energy
11241 | Entergy Louisiana LLC | 1448 | Monroe (LA) | 800 Park Ave | Monroe | LA | 71201 | Ouachita | 32.5233 | -92.1794 | SERC | MISO | Midcontinent Independent Transmission System Operator, Inc.. | Ouachita River | 22 | RE | 1 | Electric Utility |  | N |  | N |  | N |  |  | X |  | Entergy Louisiana Inc | 11241 | LA | 69
26253 | Louisiana Energy & Power Authority | 1449 | Morgan City | 585 Myrtle Street | Morgan City | LA | 70380 | St Mary | 29.6914 | -91.1885 | SPP | MISO | Midcontinent Independent Transmission System Operator, Inc.. | Municipality | 22 | RE | 1 | Electric Utility |  | N |  | N |  | N |  | N | X |  | Morgan City - (LA) | 12927 | LA | 13.8 |  |  | Enlink Midstream Gas
13483 | City of New Roads - (LA) | 1453 | New Roads | 215 Oak Street | New Roads | LA | 70760 | Pointe Coupee | 30.7261 | -91.3683 | SPP | MISO | Midcontinent Independent Transmission System Operator, Inc.. | Municipality | 22 | RE | 1 | Electric Utility |  | N |  | N |  | N |  | N |  |  | City of New Roads - (LA) | 13483 | LA | 13.8 |  |  | Texas Eastern
26253 | Louisiana Energy & Power Authority | 1455 | Plaquemine | 59335 W.W. Harleaux Blvd | Plaquemine | LA | 70764 | Iberville | 30.2733 | -91.2567 | SPP | MISO | Midcontinent Independent Transmission System Operator, Inc.. | Municipality | 22 | RE | 1 | Electric Utility |  | N |  | N |  | N |  | N | X |  | City of Plaquemine - (LA) | 15137 | LA | 69 |  |  | Dry Trails Midstream
26253 | Louisiana Energy & Power Authority | 1456 | Rayne | 801 THE BOULEVARD | RAYNE | LA | 70578 | Acadia | 30.2346 | -92.2722 | SPP | MISO | Midcontinent Independent Transmission System Operator, Inc.. | Municipality | 22 | RE | 1 | Electric Utility |  | N |  | N |  | N |  | N | X |  | City of Rayne - (LA) | 15728 | LA | 13.8
11252 | Louisiana Generating LLC | 1464 | Big Cajun 1 | 7807 River Road - Hwy 415 | Jarreau | LA | 70749 | Pointe Coupee | 30.6739 | -91.3556 | SERC | MISO | Midcontinent Independent Transmission System Operator, Inc.. | Wells | 22 | NR | 2 | IPP Non-CHP |  | N |  | N |  | Y | 02-120; 00-89-000 | N | X |  | Entergy Louisiana LLC | 11241 | LA | 230 |  |  | Louisiana Generating LLC
1179 | Emera Maine | 1466 | Bar Harbor | Eagle Lake Rd, Route 233 | Bar Harbor | ME | 4609 | Hancock | 44.3817 | -68.2869 | NPCC | ISNE | ISO New England Inc. | On-Site Well | 22 | RE | 1 | Electric Utility |  | N |  | N |  | N |  |  | X |  | Bangor Hydro-Electric Co | 1179 | ME | 34.5
1179 | Emera Maine | 1468 | Eastport | County Road, Route 190 | Eastport | ME | 4631 | Washington | 44.9136 | -67.0033 | NPCC | ISNE | ISO New England Inc. | City Water Supply | 22 | RE | 1 | Electric Utility |  | N |  | N |  | N |  |  | X |  | Emera Maine | 1179 | ME | 4.16
59178 | Brookfield Black Bear Hydro, LLC | 1469 | Ellsworth Hydro Station | Grant Street | Ellsworth | ME | 4605 | Hancock | 44.5442 | -68.4306 | NPCC | ISNE | ISO New England Inc. | Union River | 22 | NR | 2 | IPP Non-CHP |  | N |  | N |  | Y | 99-776-000 | N | X |  | Emera Maine | 1179 | ME | 34.5
59178 | Brookfield Black Bear Hydro, LLC | 1472 | Howland Hydro Station | Main Street | Howland | ME | 4448 | Penobscot | 45.2386 | -68.6572 | NPCC | ISNE | ISO New England Inc. | Piscataquis River | 22 | NR | 2 | IPP Non-CHP |  | N |  | N |  | Y | 99-776-000 | N | X |  | Emera Maine | 1179 | ME | 12.5
1179 | Emera Maine | 1474 | Medway | Powersville Road | Medway | ME | 4460 | Penobscot | 45.6078 | -68.5444 | NPCC | ISNE | ISO New England Inc. | W Branch Penobscot River | 22 | RE | 1 | Electric Utility |  | N |  | N |  | N |  |  | X |  | Emera Maine | 1179 | ME | 46
59178 | Brookfield Black Bear Hydro, LLC | 1475 | Milford Hydro Station | Davenport Street | Milford | ME | 4461 | Penobscot | 44.9421 | -68.645 | NPCC | ISNE | ISO New England Inc. | Penobscot River | 22 | NR | 2 | IPP Non-CHP |  | N |  | N |  | Y | 99-776-000 | N | X |  | Emera Maine | 1179 | ME | 46
59178 | Brookfield Black Bear Hydro, LLC | 1478 | Stillwater Hydro Station | Free Street | Stillwater | ME | 4468 | Penobscot | 44.9094 | -68.6833 | NPCC | ISNE | ISO New England Inc. | Penobscot River | 22 | NR | 2 | IPP Non-CHP |  | N |  | N |  | Y | 99-776-000 | N | X |  | Emera Maine | 1179 | ME | 12.5
39006 | Brookfield White Pine Hydro LLC | 1480 | Androscoggin 3 | 80 Switzerland Rd | Lewiston | ME | 4240 | Androscoggin | 44.1353 | -70.2015 | NPCC | ISNE | ISO New England Inc. | Androscoggin River | 22 | NR | 2 | IPP Non-CHP |  | N |  | N |  | Y | 99-35-000 |  | X |  | Central Maine Power Co | 3266 | ME | 34
39006 | Brookfield White Pine Hydro LLC | 1481 | Bar Mills | Route 4 | Bar Mills | ME | 4042 | York | 43.6136 | -70.5525 | NPCC | ISNE | ISO New England Inc. | Saco River | 22 | NR | 2 | IPP Non-CHP |  | N |  | N |  | Y | 99-35-000 |  | X |  | Central Maine Power Co | 3266 | ME | 34
39006 | Brookfield White Pine Hydro LLC | 1482 | Bonny Eagle | Route 35 | Hollis | ME | 4042 | York | 43.6877 | -70.6116 | NPCC | ISNE | ISO New England Inc. | Saco River | 22 | NR | 2 | IPP Non-CHP |  | N |  | N |  | Y | 99-35-000 |  | X |  | Central Maine Power Co | 3266 | ME | 34
39006 | Brookfield White Pine Hydro LLC | 1483 | Brunswick Hydro | Maine Street | Brunswick | ME | 4011 | Cumberland | 43.9205 | -69.9678 | NPCC | ISNE | ISO New England Inc. | Androscoggin River | 22 | NR | 2 | IPP Non-CHP |  | N |  | N |  | Y | 99-35-000 |  | X |  | Central Maine Power Co | 3266 | ME | 34
14876 | FPL Energy Cape LLC | 1484 | Cape Gas Turbine | 2 Ocean Street | Portland | ME | 4106 | Cumberland | 43.6436 | -70.2544 | NPCC | ISNE | ISO New England Inc. |  | 22 | NR | 2 | IPP Non-CHP |  | N |  | N |  | Y | 00-185-000 | N | X |  | Central Maine Power Co | 3266 | ME | 22
39006 | Brookfield White Pine Hydro LLC | 1486 | Cataract Hydro | 150 Maine Street | Saco | ME | 4072 | York | 43.4956 | -70.4472 | NPCC | ISNE | ISO New England Inc. | Saco River | 22 | NR | 2 | IPP Non-CHP |  | N |  | N |  | Y | 99-35-000 |  | X |  | Central Maine Power Co | 3266 | ME | 38
39006 | Brookfield White Pine Hydro LLC | 1487 | Continental Mills | 65 Oxford Street (Rear) | Lewiston | ME | 4240 | Androscoggin | 44.092 | -70.2219 | NPCC | ISNE | ISO New England Inc. | Androscoggin River | 22 | NR | 2 | IPP Non-CHP |  | N |  | N |  | Y | 99-35-000 |  | X |  | Central Maine Power Co | 3266 | ME | 0.6
39006 | Brookfield White Pine Hydro LLC | 1488 | Deer Rips | 150 Deer Rips Road | Auburn | ME | 4210 | Androscoggin | 44.1346 | -70.2037 | NPCC | ISNE | ISO New England Inc. | Androscoggin River | 22 | NR | 2 | IPP Non-CHP |  | N |  | N |  | Y | 99-35-000 |  | X |  | Central Maine Power Co | 3266 | ME | 34
39006 | Brookfield White Pine Hydro LLC | 1490 | Fort Halifax | Halifax Street | Winslow | ME | 4901 | Kennebec | 44.5386 | -69.6278 | NPCC |  |  | Sebasticook Stream | 22 | NR | 2 | IPP Non-CHP |  | N |  | N |  | Y | 99-35-000 |  | X
39006 | Brookfield White Pine Hydro LLC | 1491 | Gulf Island | 259 Switzerland Rd | Lewiston | ME | 4240 | Androscoggin | 44.1529 | -70.2094 | NPCC | ISNE | ISO New England Inc. | Androscoggin River | 22 | NR | 2 | IPP Non-CHP |  | N |  | N |  | Y | 99-35-000 |  | X |  | Central Maine Power Co | 3266 | ME | 34
39006 | Brookfield White Pine Hydro LLC | 1492 | Harris Hydro | Indian Pond Rd | West Forks | ME | 4985 | Somerset | 45.4592 | -69.8658 | NPCC | ISNE | ISO New England Inc. | Kennebec River | 22 | NR | 2 | IPP Non-CHP |  | N |  | N |  | Y | 99-35-000 |  | X |  | Central Maine Power Co | 3266 | ME | 115
39006 | Brookfield White Pine Hydro LLC | 1493 | Hiram | Route 113 | Hiram | ME | 4024 | Cumberland | 43.8525 | -70.7969 | NPCC | ISNE | ISO New England Inc. | Saco River | 22 | NR | 2 | IPP Non-CHP |  | N |  | N |  | Y | 99-35-000 |  | X |  | Central Maine Power Co | 3266 | ME | 34
56854 | Messalonskee Stream Hydro LLC | 1497 | Messalonskee 2 (Oakland) | 25 Cascade Mill Road | Oakland | ME | 4963 | Kennebec | 44.5485 | -69.7104 | NPCC | ISNE | ISO New England Inc. | Messalonskee Stream | 22 | NR | 2 | IPP Non-CHP |  | N |  | Y | 04-78-000 | N |  |  | X |  | Central Maine Power Co | 3266 | ME | 34
56854 | Messalonskee Stream Hydro LLC | 1498 | Messalonskee 3 | 52 Rice Rips Road | Oakland | ME | 4963 | KENNEBEC | 44.5699 | -69.6818 | NPCC | ISNE | ISO New England Inc. | Messalonskee Stream | 22 | NR | 2 | IPP Non-CHP |  | N |  | Y | 04-78-000. | N |  |  | X |  | Central Maine Power Co | 3266 | ME | 12.47
56854 | Messalonskee Stream Hydro LLC | 1500 | Messalonskee 5 | 58 West River Road | Waterville | ME | 4901 | Kennebec | 44.5344 | -69.6522 | NPCC | ISNE | ISO New England Inc. | Messalonskee Stream | 22 | NR | 2 | IPP Non-CHP |  | N |  | Y | 04-78-000. | N |  |  | X |  | Central Maine Power Co | 3266 | ME | 12.47
39006 | Brookfield White Pine Hydro LLC | 1501 | North Gorham | North Gorham Road | Gorham | ME | 4038 | Cumberland | 43.8025 | -70.4499 | NPCC | ISNE | ISO New England Inc. | Presumpscot River | 22 | NR | 2 | IPP Non-CHP |  | N |  | N |  | Y | 99-35-000 |  | X |  | Central Maine Power Co | 3266 | ME | 34
39006 | Brookfield White Pine Hydro LLC | 1504 | Shawmut | Bray Avenue | Shamut | ME | 4975 | Somerset | 44.6295 | -69.5835 | NPCC | ISNE | ISO New England Inc. | Kennebec River | 22 | NR | 2 | IPP Non-CHP |  | N |  | N |  | Y | 99-35-000 |  | X |  | Central Maine Power Co | 3266 | ME | 34
39006 | Brookfield White Pine Hydro LLC | 1505 | Skelton | Union Falls Road | Dayton | ME | 4042 | York | 43.5708 | -70.5583 | NPCC | ISNE | ISO New England Inc. | Saco River | 22 | NR | 2 | IPP Non-CHP |  | N |  | N |  | Y | 99-35-000 |  | X |  | Central Maine Power Co | 3266 | ME | 34
31719 | FPL Energy Wyman LLC | 1507 | William F Wyman | 677 Cousins Street | Yarmouth | ME | 4096 | Cumberland | 43.7508 | -70.1567 | NPCC | ISNE | ISO New England Inc. | Casco River | 22 | NR | 2 | IPP Non-CHP |  | N |  | N |  | Y | 99-144-000, 99-37-000 | Y | N | OP | Central Maine Power Co | 3266 | ME | 345 | 115
39006 | Brookfield White Pine Hydro LLC | 1508 | West Buxton | Route 112 | Buxton | ME | 4093 | York | 43.6669 | -70.6021 | NPCC | ISNE | ISO New England Inc. | Saco River | 22 | NR | 2 | IPP Non-CHP |  | N |  | N |  | Y | 99-35-000 |  | X |  | Central Maine Power Co | 3266 | ME | 34
39006 | Brookfield White Pine Hydro LLC | 1509 | Weston Hydro | Island Avenue | Skohegan | ME | 4976 | Somerset | 44.7639 | -69.7183 | NPCC | ISNE | ISO New England Inc. | Kennebec River | 22 | NR | 2 | IPP Non-CHP |  | N |  | N |  | Y | 99-35-000 |  | X |  | Central Maine Power Co | 3266 | ME | 34
39006 | Brookfield White Pine Hydro LLC | 1510 | Williams Hydro | Route 16 | Solon | ME | 4979 | Somerset | 44.9589 | -69.8703 | NPCC | ISNE | ISO New England Inc. | Kennebec River | 22 | NR | 2 | IPP Non-CHP |  | N |  | N |  | Y | 99-35-000 |  | X |  | Central Maine Power Co | 3266 | ME | 115
39006 | Brookfield White Pine Hydro LLC | 1511 | Wyman Hydro | Station Road | Bingham | ME | 4920 | Somerset | 45.0703 | -69.9064 | NPCC | ISNE | ISO New England Inc. | Kennebec River | 22 | NR | 2 | IPP Non-CHP |  | N |  | N |  | Y | 99-35-000 |  | X |  | Central Maine Power Co | 3266 | ME | 115
60160 | Merlin One LLC | 1513 | Caribou Generation Station | 142 Lower Lyndon St. | Caribou | ME | 4736 | Aroostook | 46.848 | -68.0026 | NPCC | NBSO | New Brunswick System Operator | Aroostook River | 22 | NR | 2 | IPP Non-CHP |  | N |  | N |  | Y | 99-105-000 |  | X |  | Emera Maine | 1179 | ME | 69
14597 | Algonquin Northern Maine | 1514 | Flos Inn Diesel | Parkhurst Siding Rd. | Presque Isle | ME | 4769 | Aroostook | 46.71 | -67.9556 | NPCC | NBSO | New Brunswick System Operator | Wells | 22 | NR | 2 | IPP Non-CHP |  | N |  | N |  | Y | 95-105-000 |  | X |  | Emera Maine | 1179 | ME | 13.8
14597 | Algonquin Northern Maine | 1516 | Squa Pan Hydro Station | Sterling Ridge Rd. | Masardis | ME | 4732 | Aroostook | 46.5565 | -68.3255 | NPCC | NBSO | New Brunswick System Operator | Squa Pan Lake | 22 | NR | 2 | IPP Non-CHP |  | N |  | N |  | Y | 99-105-000 |  | X |  | Emera Maine | 1179 | ME | 69
58177 | Raven Power Holdings LLC | 1552 | CP Crane Power, LLC | Carroll Island Rd | Bengies | MD | 21220 | Baltimore | 39.3236 | -76.3651 | RFC | PJM | PJM Interconnection, LLC | Seneca Creek | 22 | NR | 2 | IPP Non-CHP |  | N |  | N |  | Y | 00-179-000 | N | X |  | Baltimore Gas & Electric Co | 1167 | MD | 115 |  |  | BGE, but no units receive natural gas only.
4161 | Constellation Power Source Gen | 1553 | Gould Street | Gould & McComas Streets | Baltimore | MD | 21230 | Baltimore City | 39.2663 | -76.6047 | RFC | PJM | PJM Interconnection, LLC | Patapsco River | 22 | NR | 2 | IPP Non-CHP |  | N |  | N |  | Y | 00-179-000 |  | X |  | Baltimore Gas & Electric Co | 1167 | MD | 33 |  |  | Baltimore Gas & Electric Co
58177 | Raven Power Holdings LLC | 1554 | Herbert A Wagner | 1000 Brandon Shores Rd | Baltimore | MD | 21226 | Anne Arundel | 39.1781 | -76.5268 | RFC | PJM | PJM Interconnection, LLC | Patapsco River | 22 | NR | 2 | IPP Non-CHP |  | N |  | N |  | Y | 00-179-000 | N | X |  | Baltimore Gas & Electric Co | 1167 | MD | 230 |  |  | BGE, but no units receive natural gas only.
4161 | Constellation Power Source Gen | 1555 | Notch Cliff | 10650 Harford Rd | Baltimore | MD | 21057 | Baltimore | 39.4217 | -76.5087 | RFC | PJM | PJM Interconnection, LLC |  | 22 | NR | 2 | IPP Non-CHP |  | N |  | N |  | Y | 00-179-000 |  | X |  | Baltimore Gas & Electric Co | 1167 | MD | 115 |  |  | Baltimore Gas & Electric Co
4161 | Constellation Power Source Gen | 1556 | Perryman | Bush River Neck Rd | Harford County | MD | 21130 | Harford | 39.4428 | -76.2218 | RFC | PJM | PJM Interconnection, LLC |  | 22 | NR | 2 | IPP Non-CHP |  | N |  | N |  | Y | 00-179-000 |  | X |  | Baltimore Gas & Electric Co | 1167 | MD | 115 |  |  | Baltimore Gas & Electric Co
4161 | Constellation Power Source Gen | 1557 | Philadelphia | 3914 Pulaski Highway | Baltimore | MD | 21205 | Baltimore City | 39.2986 | -76.5636 | RFC | PJM | PJM Interconnection, LLC |  | 22 | NR | 2 | IPP Non-CHP |  | N |  | N |  | Y | 00-179-000 |  | X |  | Baltimore Gas & Electric Co | 1167 | MD | 115
4161 | Constellation Power Source Gen | 1559 | Riverside (MD) | Sollers Point Rd | Baltimore | MD | 21222 | Baltimore | 39.2369 | -76.5133 | RFC | PJM | PJM Interconnection, LLC | Patapsco River | 22 | NR | 2 | IPP Non-CHP |  | N |  | N |  | Y | 00-179-000 |  | X |  | Baltimore Gas & Electric Co | 1167 | MD | 115 |  |  | Baltimore Gas & Electric Co
4161 | Constellation Power Source Gen | 1560 | Westport | 2810 Clare Street | Baltimore | MD | 21230 | Baltimore City | 39.2719 | -76.6186 | RFC | PJM | PJM Interconnection, LLC |  | 22 | NR | 2 | IPP Non-CHP |  | N |  | N |  | Y | 00-179-000 |  | X |  | Baltimore Gas & Electric Co | 1167 | MD | 115 |  |  | Baltimore Gas & Electric Co
56609 | Calpine Mid-Atlantic Generation LLC | 1563 | Crisfield | 4079 Crisfield Highway | Crisfield | MD | 21817 | Somerset | 37.9941 | -75.8377 | RFC | PJM | PJM Interconnection, LLC |  | 22 | NR | 2 | IPP Non-CHP |  | N |  | N |  | Y | 03-84 |  | X |  | Delmarva Power | 5027 | MD | 69
19830 | NRG Vienna Operations Inc | 1564 | Vienna Operations | Chapel of Ease Road | Vienna | MD | 21869 | Dorchester | 38.4878 | -75.8208 | RFC | PJM | PJM Interconnection, LLC | Nanticoke River | 22 | NR | 2 | IPP Non-CHP |  | N |  | N |  | Y | 00-2808-000 | N | X |  | Delmarva Power | 5027 | MD | 138
54679 | BP Piney & Deep Creek LLC | 1567 | Deep Creek | 14 River View Terrace | Oakland | MD | 21550 | Garrett | 39.523 | -79.413 | RFC | PJM | PJM Interconnection, LLC | Deep Creek Lake | 22 | NR | 2 | IPP Non-CHP |  | N |  | N |  | Y | 00-250-000 |  | X |  | Pennsylvania Electric Co | 14711 |  | 115
23279 | Allegheny Energy Supply Co LLC | 1570 | FirstEnergy R Paul Smith Power Station | PO Box 168 | Williamsport | MD | 21795 | WASHINGTON | 39.595 | -77.8269 | RFC | PJM | PJM Interconnection, LLC | Potomac River | 22 | NR | 2 | IPP Non-CHP |  | N |  | N |  | N |  | N | X |  | West Penn Power Co | 20387 | PA | 138
12628 | NRG Chalk Point LLC | 1571 | Chalk Point LLC | P.O. 10 | Aquasco | MD | 20608 | Prince Georges | 38.5444 | -76.6861 | RFC | PJM | PJM Interconnection, LLC | Patuxent River | 22 | NR | 2 | IPP Non-CHP |  | N |  | N |  | N |  | N | X |  | Potomac Electric Power Co | 15270 | MD | 230 |  |  | Washington Gas (WGL) the NG comes off the Dominion line running to/ from the Cove Point LNG facility
12653 | GenOn Mid-Atlantic LLC | 1572 | Dickerson | 21200 Martinsburg Rd. | Dickerson | MD | 20842 | Montgomery | 39.2097 | -77.4644 | RFC | PJM | PJM Interconnection, LLC | Potomac River | 22 | NR | 2 | IPP Non-CHP |  | N |  | N |  | N |  | Y | Y | SB | Potomac Electric Power Co | 15270 | MD | 230 |  |  | Dominion Transmission, Inc
12653 | GenOn Mid-Atlantic LLC | 1573 | Morgantown Generating Plant | 12620 Crain Highway | Newburg | MD | 20664 | Charles | 38.3592 | -76.9767 | RFC | PJM | PJM Interconnection, LLC | Potomac River | 22 | NR | 2 | IPP Non-CHP |  | N |  | N |  | N |  | N | X |  | Potomac Electric Power Co | 15270 | MD | 230
6035 | Exelon Power | 1574 | Conowingo | 2569 Shures Landing Rd. | Darlington | MD | 21034 | Harford | 39.6572 | -76.1752 | RFC | PJM | PJM Interconnection, LLC | Susquehanna River | 22 | NR | 2 | IPP Non-CHP |  | N |  | N |  | Y | 04-41-000,04-42-000,04-43-000 | N | X |  | PECO Energy Co | 14940 | PA | 220
5625 | Easton Utilities Comm | 1580 | Easton | 219 N. Washington Street | Easton | MD | 21601 | Talbot | 38.7786 | -76.0769 | RFC | PJM | PJM Interconnection, LLC | Municipality | 22 | RE | 1 | Electric Utility |  | N |  | N |  | N |  | N | X |  | Easton Utilities Comm | 5625 | MD | 69 |  |  | Eastern Shore Natural Gas
6035 | Exelon Power | 1585 | Exelon Edgar LLC | 9 Bridge Street | Weymouth | MA | 2191 | Norfolk | 42.2415 | -70.9649 | NPCC |  |  |  | 22 | NR | 2 | IPP Non-CHP |  | N |  | N |  | Y | 98-45-000 |  | X
6035 | Exelon Power | 1586 | Exelon Framingham LLC | 93 Leland Street | Framingham | MA | 1701 | Norfolk | 42.2672 | -71.3983 | NPCC | ISNE | ISO New England Inc. |  | 22 | NR | 2 | IPP Non-CHP |  | N |  | N |  | Y | 98-41-000 |  | X |  | NSTAR Electric Company | 54913 | MA | 240
6035 | Exelon Power | 1587 | Exelon L Street | 776 Summer Street | South Boston | MA | 2127 | Suffolk | 42.3392 | -71.0353 | NPCC | ISNE | ISO New England Inc. |  | 22 | NR | 2 | IPP Non-CHP |  | N |  | N |  | Y | 09-1022-000 |  | X |  | NSTAR Electric Company | 54913 | MA | 345
49965 | Constellation Mystic Power LLC | 1588 | Mystic Generating Station | 173 Alford Street | Charlestown | MA | 2129 | Middlesex | 42.3908 | -71.0675 | NPCC | ISNE | ISO New England Inc. | Mystic River | 22 | NR | 2 | IPP Non-CHP |  | N |  | N |  | Y | 98-46-000 | N | X |  | NSTAR Electric Company | 54913 | MA | 345 | 115 |  | Distri Gas
6035 | Exelon Power | 1589 | New Boston Generating Station | 776 Summer Street | South Boston | MA | 2127 | Suffolk | 42.3392 | -71.0353 | NPCC |  |  | Boston Harbor | 22 | NR | 2 | IPP Non-CHP |  | N |  | N |  | Y | 98-44-000 |  | X
29926 | Entergy Nuclear Generation Co | 1590 | Pilgrim Nuclear Power Station | 600 Rocky Hill Road | Plymouth | MA | 2360 | Plymouth | 41.9438 | -70.578 | NPCC | ISNE | ISO New England Inc. | Atlantic Ocean | 22 | NR | 2 | IPP Non-CHP |  | N |  | N |  | Y | 99-187-000; 99-1004 | N | X |  | NSTAR Electric Company | 54913 | MA | 345
6035 | Exelon Power | 1592 | Exelon Medway LLC | 9 Summer Street | Medway | MA | 2053 | Norfolk | 42.14 | -71.4464 | NPCC | ISNE | ISO New England Inc. |  | 22 | NR | 2 | IPP Non-CHP |  | N |  | N |  | Y | 98-42-000 |  | X |  | NSTAR Electric Company | 54913 | MA | 230
59528 | Veolia - Kendall Green Energy | 1595 | Kendall Square Station | 265 First Street | Cambridge | MA | 2142 | Middlesex | 42.3633 | -71.0792 | NPCC | ISNE | ISO New England Inc. | Charles River | 22 | NR | 3 | IPP CHP |  | N |  | N |  | Y | 99-20-000 | N | X |  | NSTAR Electric Company | 54913 | MA | 115 |  |  | Algonquin
21461 | NRG Canal LLC | 1597 | Oak Bluffs Diesel Generating Facility | C/O NSTAR 208 Edgartown Rd. | Oak Bluffs | MA | 2557 | Dukes | 41.4258 | -70.6083 | NPCC | ISNE | ISO New England Inc. | Town | 22 | NR | 2 | IPP Non-CHP |  | N |  | N |  | Y | 99-19-000 | N | X |  | NSTAR Electric Company | 54913 | MA | 21
21461 | NRG Canal LLC | 1599 | Canal | 9 Freezer Road | Sandwich | MA | 2563 | Barnstable | 41.7694 | -70.5097 | NPCC | ISNE | ISO New England Inc. | Cape Cod Canal | 22 | NR | 2 | IPP Non-CHP |  | N |  | N |  | Y | 99-19-000 | Y | Y | OP | NSTAR Electric Company | 54913 | MA | 345 |  |  | Algonquin gas transmission cape cod lateral
8776 | City of Holyoke Gas and Electric Dept. | 1603 | Boatlock | 28 Gatehouse Road | Holyoke | MA | 1040 | Hampden | 42.2086 | -72.6014 | NPCC | ISNE | ISO New England Inc. | Connecticut River | 22 | RE | 1 | Electric Utility |  | N |  | N |  | N |  | N | X |  | City of Holyoke - (MA) | 8774 | MA | 13.8
8776 | City of Holyoke Gas and Electric Dept. | 1604 | Chemical | 228 South Water Street | Holyoke | MA | 1040 | Hampden | 42.1919 | -72.6097 | NPCC | ISNE | ISO New England Inc. | Connecticut River | 22 | RE | 1 | Electric Utility |  | N |  | N |  | N |  | N | X |  | City of Holyoke - (MA) | 8774 | MA | 13.8
8776 | City of Holyoke Gas and Electric Dept. | 1605 | Hadley Falls | 25 Gatehouse Road | Holyoke | MA | 1040 | Hampden | 42.2119 | -72.6036 | NPCC | ISNE | ISO New England Inc. | Connecticut River | 22 | RE | 1 | Electric Utility |  | N |  | N |  | N |  | N | X |  | City of Holyoke - (MA) | 8774 | MA | 34.5
58185 | FirstLight Power Resources, Inc. - MA | 1606 | Mount Tom | 200 Northampton | Holyoke | MA | 1040 | Hampden | 42.2806 | -72.6055 | NPCC | ISNE | ISO New England Inc. | Connecticut River | 22 | NR | 2 | IPP Non-CHP |  | N |  | N |  | N |  | Y | Y | OP | Western Massachusetts Elec Co | 20455 | MA | 115
8776 | City of Holyoke Gas and Electric Dept. | 1607 | Riverside Holyoke | 30 Water Street | Holyoke | MA | 1040 | Hampden | 42.2006 | -72.5944 | NPCC | ISNE | ISO New England Inc. | Connecticut River | 22 | RE | 1 | Electric Utility |  | N |  | N |  | N |  | N | X |  | City of Holyoke - (MA) | 8774 | MA | 13.8
13206 | Nantucket Electric Co | 1615 | Nantucket | Bunker Road | Nantucket | MA | 2554 | Nantucket | 41.2583 | -70.0517 | NPCC | ISNE | ISO New England Inc. |  | 22 | RE | 1 | Electric Utility |  | N |  | N |  | N |  |  | X |  | Nantucket Electric Co | 13206 | MA | 13.2
58534 | Brayton Point Energy LLC | 1619 | Brayton Point | Brayton Point Road | Somerset | MA | 2726 | Bristol | 41.7103 | -71.1931 | NPCC | ISNE | ISO New England Inc. | Mt Hope Bay | 22 | NR | 2 | IPP Non-CHP |  | N |  | N |  | Y | 98-91-000 | Y | Y | OP | National Grid Generation, LLC | 26751 |  | 345 |  |  | Algonquin
50048 | TransCanada Hydro Northeast Inc., | 1620 | Deerfield 5 | River Road | Florida | MA | 1247 | Berkshire | 42.6912 | -72.9561 | NPCC | ISNE | ISO New England Inc. | Deerfield River | 22 | NR | 2 | IPP Non-CHP |  | N |  | N |  | Y | 98-91-000 | N | X |  | Western Massachusetts Electric Company | 20455 | MA | 69
59928 | Footprint Salem Harbor Development LP | 1626 | Salem Harbor | 24 Fort Avenue | Salem | MA | 1970 | Essex | 42.5256 | -70.8772 | NPCC | ISNE | ISO New England Inc. | Salem Harbor, Atlantic Ocean | 22 | NR | 2 | IPP Non-CHP |  | N |  | N |  | Y | 98-91-000 | Y | Y | OP | National Grid Generation, LLC | 26751 |  | 115 |  |  | Algonquin
58185 | FirstLight Power Resources, Inc. - MA | 1629 | Cabot | 15 Cabot Street | Montague | MA | 1376 | Franklin | 42.5875 | -72.5793 | NPCC | ISNE | ISO New England Inc. | Connecticut River | 22 | NR | 2 | IPP Non-CHP |  | N |  | N |  | Y | 00-94-000 | N | X |  | Western Massachusetts Electric Company | 20455 | MA | 115
8776 | City of Holyoke Gas and Electric Dept. | 1630 | Cobble Mountain | Old Granville Road | Granville | MA | 1034 | Hampden | 42.1171 | -72.8647 | NPCC | ISNE | ISO New England Inc. | Cobble Mountain Reservoir | 22 | RE | 1 | Electric Utility |  | N |  | N |  | N |  | N | X |  | Western Massachusetts Electric Company | 20455 | MA | 69
56401 | NAEA Energy Massachusetts LLC | 1631 | Doreen | 225 Doreen St | Pittsfield | MA | 1201 | Berkshire | 42.4433 | -73.2058 | NPCC | ISNE | ISO New England Inc. |  | 22 | NR | 2 | IPP Non-CHP |  | N |  | N |  | N |  | N | X |  | Western Massachusetts Electric Company | 20455 | MA | 13.8 |  |  | Tennessee
56401 | NAEA Energy Massachusetts LLC | 1634 | Gardners Falls | 25 Gardners Falls Rd | Buckland | MA | 1370 | Franklin | 42.5914 | -72.7308 | NPCC | ISNE | ISO New England Inc. | Deerfield River | 22 | NR | 2 | IPP Non-CHP |  | N |  | N |  | N |  | N | X |  | Western Massachusetts Electric Company | 20455 | MA | 13.8
56401 | NAEA Energy Massachusetts LLC | 1637 | Putts Bridge | 5 Center St | Ludlow | MA | 1056 | Hampden | 42.1579 | -72.4864 | NPCC | ISNE | ISO New England Inc. | Chicopee River | 22 | NR | 2 | IPP Non-CHP |  | N |  | N |  | N |  | N | X |  | Western Massachusetts Electric Company | 20455 | MA | 13.8
56401 | NAEA Energy Massachusetts LLC | 1638 | Redbridge | 5 Red Bridge Rd | Wilbraham | MA | 1095 | Hampden | 42.176 | -72.4095 | NPCC | ISNE | ISO New England Inc. | Chicopee River | 22 | NR | 2 | IPP Non-CHP |  | N |  | Y | AP | N |  | N | X |  | Western Massachusetts Electric Company | 20455 | MA | 13.8
56401 | NAEA Energy Massachusetts LLC | 1642 | Essential Power Massachusetts LLC | 15 Agawam Ave | West Springfield | MA | 1089 | Hampden | 42.095 | -72.595 | NPCC | ISNE | ISO New England Inc. | Connecticut River | 22 | NR | 2 | IPP Non-CHP |  | N |  | N |  | N |  | N | X |  | Western Massachusetts Electric Company | 20455 | MA | 115 |  |  | Columbia Gas of Massachusetts
56401 | NAEA Energy Massachusetts LLC | 1643 | Woodland Road | 229 Woodland Rd | Lee | MA | 1238 | Berkshire | 42.3362 | -73.2355 | NPCC | ISNE | ISO New England Inc. |  | 22 | NR | 2 | IPP Non-CHP |  | N |  | N |  | N |  | N | X |  | Western Massachusetts Electric Company | 20455 | MA | 13.8
2144 | Town of Braintree - (MA) | 1660 | Potter Station 2 | 150 Potter Road | Braintree | MA | 2184 | Norfolk | 42.235 | -70.9672 | NPCC | ISNE | ISO New England Inc. | Dry Cooling Tower | 22 | RE | 1 | Electric Utility |  | N |  | N |  | N |  | N | X |  | Town of Braintree - (MA) | 2144 | MA | 115 |  |  | Algonquin
9442 | Town of Ipswich - (MA) | 1670 | High Street Station | 276 High Street | Ipswich | MA | 1938 | ESSEX | 42.6986 | -70.8697 | NPCC | ISNE | ISO New England Inc. | Rain | 22 | RE | 1 | Electric Utility |  | N |  | N |  | N |  |  | X |  | Town of Ipswich - (MA) | 9442 | MA | 23 |  |  | Tennessee
14605 | City of Peabody - (MA) | 1678 | Waters River | 58 R. Pulaski Street | Peabody | MA | 1960 | Essex | 42.5429 | -70.9283 | NPCC | ISNE | ISO New England Inc. |  | 22 | RE | 1 | Electric Utility |  | N |  | N |  | N |  | N | X |  | City of Peabody - (MA) | 14605 | MA | 115 |  |  | Kinder Morgan - Tennessee Gas Pipeline
18488 | City of Taunton | 1682 | Cleary Flood | 1314 Somerset Avenue | Taunton | MA | 2780 | Bristol | 41.8653 | -71.1061 | NPCC | ISNE | ISO New England Inc. | Taunton River | 22 | RE | 1 | Electric Utility |  | N |  | N |  | N |  | N | X |  | City of Taunton | 18488 | MA | 115 |  |  | Algonquin
4254 | Consumers Energy Co | 1693 | Alcona | 6950 Bamfield Rd. | Glennie | MI | 48737 | Alcona | 44.562 | -83.8045 | RFC | MISO | Midcontinent Independent Transmission System Operator, Inc.. | Au Sable River | 22 | RE | 1 | Electric Utility |  | N |  | N |  | N |  | N | X |  | ITC Transmission | 56068 | MI | 138
4254 | Consumers Energy Co | 1694 | Allegan Dam | 3140 Allegan Dam Rd. | Allegan | MI | 49010 | Allegan | 42.5638 | -85.954 | RFC | MISO | Midcontinent Independent Transmission System Operator, Inc.. | Kalamazoo River | 22 | RE | 1 | Electric Utility |  | N |  | N |  | N |  | N | X |  | Consumers Energy Co | 4254 | MI | 24.9
4254 | Consumers Energy Co | 1695 | B C Cobb | 151 N. Causeway | Muskegon | MI | 49445 | Muskegon | 43.2588 | -86.2423 | RFC | MISO | Midcontinent Independent Transmission System Operator, Inc.. | Muskegon Lake | 22 | RE | 1 | Electric Utility |  | N |  | N |  | N |  | Y | N | OP | ITC Transmission | 56068 | MI | 138 |  |  | Mich Con
4254 | Consumers Energy Co | 1696 | B E Morrow | 28th St. | Comstock | MI | 49041 | Kalamazoo | 42.2802 | -85.4925 | RFC | MISO | Midcontinent Independent Transmission System Operator, Inc.. |  | 22 | RE | 1 | Electric Utility |  | N |  | N |  | N |  |  | X |  | ITC Transmission | 56068 | MI | 138
4254 | Consumers Energy Co | 1698 | C W Tippy | 1325 Tippy Dam Rd. | Wellston | MI | 49689 | Manistee | 44.2591 | -85.9396 | RFC | MISO | Midcontinent Independent Transmission System Operator, Inc.. | Manistee River | 22 | RE | 1 | Electric Utility |  | N |  | N |  | N |  |  | X |  | ITC Transmission | 56068 | MI | 138
4254 | Consumers Energy Co | 1700 | Cooke | Cooke Dam Rd. | Oscoda | MI | 48750 | Iosco | 44.4726 | -83.5719 | RFC | MISO | Midcontinent Independent Transmission System Operator, Inc.. | Au Sable River | 22 | RE | 1 | Electric Utility |  | N |  | N |  | N |  |  | X |  | Consumers Energy Co | 4254 | MI | 46
4254 | Consumers Energy Co | 1701 | Croton | 6505 S. Swan Rd. | Newaygo | MI | 49337 | Newaygo | 43.4373 | -85.6645 | RFC | MISO | Midcontinent Independent Transmission System Operator, Inc.. | Muskegon River | 22 | RE | 1 | Electric Utility |  | N |  | N |  | N |  |  | X |  | Consumers Energy Co | 4254 | MI | 7.2
4254 | Consumers Energy Co | 1702 | Dan E Karn | 2742 N. Weadock Hwy. | Essexville | MI | 48732 | Bay | 43.645 | -83.8401 | RFC | MISO | Midcontinent Independent Transmission System Operator, Inc.. | Saginaw River | 22 | RE | 1 | Electric Utility |  | N |  | N |  | N |  | Y | N | OP | ITC Transmission | 56068 | MI | 345 |  |  | CE Dist.
4254 | Consumers Energy Co | 1704 | Five Channels | 6051 State, Route 65 | Oscoda | MI | 48750 | Iosco | 44.4555 | -83.6763 | RFC | MISO | Midcontinent Independent Transmission System Operator, Inc.. | Au Sable River | 22 | RE | 1 | Electric Utility |  | N |  | N |  | N |  |  | X |  | Consumers Energy Co | 4254 | MI | 46
4254 | Consumers Energy Co | 1705 | Foote | 5315 N. Rea Rd. | Oscoda | MI | 48750 | Iosco | 44.4354 | -83.4407 | RFC | MISO | Midcontinent Independent Transmission System Operator, Inc.. | Au Sable River | 22 | RE | 1 | Electric Utility |  | N |  | N |  | N |  |  | X |  | Consumers Energy Co | 4254 | MI | 46
4254 | Consumers Energy Co | 1706 | Gaylord - Consumers | 201 Murner Rd. | Gaylord | MI | 49735 | Otsego | 45.0306 | -84.7039 | RFC | MISO | Midcontinent Independent Transmission System Operator, Inc.. |  | 22 | RE | 1 | Electric Utility |  | N |  | N |  | N |  |  | X |  | ITC Transmission | 56068 | MI | 138 |  |  | Mich Con
4254 | Consumers Energy Co | 1707 | Hardy | Croton-Hardy @ 36th | Newaygo | MI | 49337 | Newaygo | 43.4866 | -85.6299 | RFC | MISO | Midcontinent Independent Transmission System Operator, Inc.. | Muskegon River | 22 | RE | 1 | Electric Utility |  | N |  | N |  | N |  |  | X |  | ITC Transmission | 56068 | MI | 138
4254 | Consumers Energy Co | 1708 | Hodenpyl | Hodenpyl Rd. | Mesick | MI | 49668 | Wexford | 44.3629 | -85.82 | RFC | MISO | Midcontinent Independent Transmission System Operator, Inc.. | Manistee River | 22 | RE | 1 | Electric Utility |  | N |  | N |  | N |  |  | X |  | Consumers Energy Co | 4254 | MI | 46
4254 | Consumers Energy Co | 1710 | J H Campbell | 17000 Croswell St. | West Olive | MI | 49460 | Ottawa | 42.9103 | -86.2007 | RFC | MISO | Midcontinent Independent Transmission System Operator, Inc.. | Lake Michigan, Pigeon Lake | 22 | RE | 1 | Electric Utility |  | N |  | N |  | N |  | Y | N | OP | ITC Transmission | 56068 | MI | 345
4254 | Consumers Energy Co | 1712 | Loud | Loud Dam Rd. | Oscoda | MI | 48750 | Iosco | 44.4631 | -83.7208 | RFC | MISO | Midcontinent Independent Transmission System Operator, Inc.. | Au Sable River | 22 | RE | 1 | Electric Utility |  | N |  | N |  | N |  |  | X |  | Consumers Energy Co | 4254 | MI | 46
4254 | Consumers Energy Co | 1713 | Ludington | 3525 S. Lakeshore Dr. | Ludington | MI | 49431 | Mason | 43.8942 | -86.4447 | RFC | MISO | Midcontinent Independent Transmission System Operator, Inc.. | Lake Michigan | 22 | RE | 1 | Electric Utility |  | N |  | N |  | N |  |  | X |  | ITC Transmission | 56068 | MI | 345
4254 | Consumers Energy Co | 1714 | Mio | 700 S. M-33 | Mio | MI | 48647 | Oscoda | 44.6611 | -84.1317 | RFC | MISO | Midcontinent Independent Transmission System Operator, Inc.. | Au Sable River | 22 | RE | 1 | Electric Utility |  | N |  | N |  | N |  |  | X |  | ITC Transmission | 56068 | MI | 138
56192 | Entergy Nuclear Palisades LLC | 1715 | Palisades | 27780 Blue Star Memorial Hwy. | Covert | MI | 49043 | Van Buren | 42.323 | -86.3146 | RFC | MISO | Midcontinent Independent Transmission System Operator, Inc.. | Lake Michigan | 22 | NR | 2 | IPP Non-CHP |  | N |  | N |  | Y | 06-155-000, 06-1410-000, 06-1411-000 | N | X |  | ITC Transmission | 56068 | MI | 345
4254 | Consumers Energy Co | 1716 | Rogers | Rogers Heights on US-131 | Big Rapids | MI | 49307 | Mecosta | 43.613 | -85.4795 | RFC | MISO | Midcontinent Independent Transmission System Operator, Inc.. | Muskegon River | 22 | RE | 1 | Electric Utility |  | N |  | N |  | N |  |  | X |  | Consumers Energy Co | 4254 | MI | 46
4254 | Consumers Energy Co | 1718 | Straits | 7782 Trails End | Mackinaw City | MI | 49701 | Emmet | 45.7669 | -84.7566 | RFC | MISO | Midcontinent Independent Transmission System Operator, Inc.. |  | 22 | RE | 1 | Electric Utility |  | N |  | N |  | N |  |  | X |  | Consumers Energy Co | 4254 | MI | 46 |  |  | Mich Con
4254 | Consumers Energy Co | 1719 | Thetford | 10500 N. Genesee Rd. | Mount Morris | MI | 48458 | Genesee | 43.1567 | -83.6286 | RFC | MISO | Midcontinent Independent Transmission System Operator, Inc.. |  | 22 | RE | 1 | Electric Utility |  | N |  | N |  | N |  |  | X |  | ITC Transmission | 56068 | MI | 138 |  |  | CE 2080 Line
4254 | Consumers Energy Co | 1720 | J C Weadock | 2555 N. Weadock Hwy. | Essexville | MI | 48732 | Bay | 43.6399 | -83.8447 | RFC | MISO | Midcontinent Independent Transmission System Operator, Inc.. | Saginaw River | 22 | RE | 1 | Electric Utility |  | N |  | N |  | N |  | Y | N | OP | ITC Transmission | 56068 | MI | 138
4254 | Consumers Energy Co | 1722 | Webber | Perkins Rd. | Lyons | MI | 48851 | Ionia | 42.9528 | -84.9025 | RFC | MISO | Midcontinent Independent Transmission System Operator, Inc.. | Grand River | 22 | RE | 1 | Electric Utility |  | N |  | N |  | N |  |  | X |  | Consumers Energy Co | 4254 | MI | 46
4254 | Consumers Energy Co | 1723 | J R Whiting | 4525 E. Erie Rd. | Erie | MI | 48133 | Monroe | 41.7921 | -83.4495 | RFC | MISO | Midcontinent Independent Transmission System Operator, Inc.. | Lake Erie (North Maumee Bay) | 22 | RE | 1 | Electric Utility |  | N |  | N |  | N |  | Y | N | OP | ITC Transmission | 56068 | MI | 138
5109 | DTE Electric Company | 1725 | Colfax | 4025 Gregory Rd | Fowlerville | MI | 48836 | Livingston | 42.6587 | -84.0952 | RFC | MISO | Midcontinent Independent Transmission System Operator, Inc.. |  | 22 | RE | 1 | Electric Utility |  | N |  | N |  | N |  | N | X |  | DTE Electric Company | 5109 | MI | 40
5109 | DTE Electric Company | 1726 | Conners Creek | 200 Lycaste Ave | Detroit | MI | 48214 | Wayne | 42.3592 | -82.9597 | RFC | MISO | Midcontinent Independent Transmission System Operator, Inc.. | Detroit River | 22 | RE | 1 | Electric Utility |  | N |  | N |  | N |  |  | X |  | ITC Transmission | 56068 | MI | 120
5109 | DTE Electric Company | 1727 | Dayton (MI) | 50550 Bemis Rd | Belleville | MI | 48111 | Wayne | 42.1758 | -83.5336 | RFC | MISO | Midcontinent Independent Transmission System Operator, Inc.. |  | 22 | RE | 1 | Electric Utility |  | N |  | N |  | N |  |  | X |  | Detroit Edison Co | 5109 | MI | 40
5109 | DTE Electric Company | 1728 | Delray | 6911 W. Jefferson Ave | Detroit | MI | 48209 | Wayne | 42.2947 | -83.1019 | RFC | MISO | Midcontinent Independent Transmission System Operator, Inc.. | Detroit River | 22 | RE | 1 | Electric Utility |  | N |  | N |  | N |  |  | X |  | ITC Transmission | 56068 | MI | 120 |  |  | MichCon Pipeline
5109 | DTE Electric Company | 1729 | Fermi | 6400 N Dixie Hwy | Fenchtown Twp | MI | 48166 | Monroe | 41.9631 | -83.2581 | RFC | MISO | Midcontinent Independent Transmission System Operator, Inc.. | Lake Erie | 22 | RE | 1 | Electric Utility |  | N |  | N |  | N |  |  | X |  | ITC Transmission | 56068 | MI | 345
5109 | DTE Electric Company | 1730 | Hancock | 1781 Haggerty Rd | Commerce Twp | MI | 48390 | Oakland | 42.5497 | -83.4425 | RFC | MISO | Midcontinent Independent Transmission System Operator, Inc.. |  | 22 | RE | 1 | Electric Utility |  | N |  | N |  | N |  |  | X |  | ITC Transmission | 56068 | MI | 120 |  |  | Consumers Power
5109 | DTE Electric Company | 1731 | Harbor Beach | 755 Huron Ave | Harbor Beach | MI | 48441 | Huron | 43.8519 | -82.6436 | RFC | MISO | Midcontinent Independent Transmission System Operator, Inc.. | Lake Huron | 22 | RE | 1 | Electric Utility |  | N |  | N |  | N |  | N | X |  | ITC Transmission | 56068 | MI | 120
5109 | DTE Electric Company | 1732 | Marysville | 301 Gratiot Blvd | Marysville | MI | 48040 | St Clair | 42.9256 | -82.4606 | RFC | MISO | Midcontinent Independent Transmission System Operator, Inc.. | St Clair River | 22 | RE | 1 | Electric Utility |  | N |  | N |  | N |  | N | X |  | ITC Transmission | 56068 | MI | 120
5109 | DTE Electric Company | 1733 | Monroe (MI) | 3500 Front St | Monroe | MI | 48161 | Monroe | 41.8906 | -83.3464 | RFC | MISO | Midcontinent Independent Transmission System Operator, Inc.. | Raisin River | 22 | RE | 1 | Electric Utility |  | N |  | N |  | N |  | Y | N | OP | ITC Transmission | 56068 | MI | 345
5109 | DTE Electric Company | 1734 | Northeast (MI) | 6401 Eight Mile Rd E. | Warren | MI | 48091 | Macomb | 42.45 | -83.0381 | RFC | MISO | Midcontinent Independent Transmission System Operator, Inc.. |  | 22 | RE | 1 | Electric Utility |  | N |  | N |  | N |  |  | X |  | ITC Transmission | 56068 | MI | 120 |  |  | Consumers Power
5109 | DTE Electric Company | 1735 | Oliver | 346 N. Gagetown Rd. | Oliver Twp | MI | 48755 | Huron | 43.8264 | -83.2383 | RFC | MISO | Midcontinent Independent Transmission System Operator, Inc.. |  | 22 | RE | 1 | Electric Utility |  | N |  | N |  | N |  |  | X |  | DTE Electric Company | 5109 | MI | 40
5109 | DTE Electric Company | 1737 | Placid 12 | 4912 Edgar Rd | Clarkston | MI | 48346 | Oakland | 42.7106 | -83.4569 | RFC | MISO | Midcontinent Independent Transmission System Operator, Inc.. |  | 22 | RE | 1 | Electric Utility |  | N |  | N |  | N |  |  | X |  | DTE Electric Company | 5109 | MI | 40
5109 | DTE Electric Company | 1739 | Putnam (MI) | 5660 Mertz Rd | Mayville | MI | 48744 | Oakland | 42.7108 | -83.4561 | RFC | MISO | Midcontinent Independent Transmission System Operator, Inc.. |  | 22 | RE | 1 | Electric Utility |  | N |  | N |  | N |  |  | X |  | DTE Electric Company | 5109 | MI | 40
5109 | DTE Electric Company | 1740 | River Rouge | 1 Belanger Park | River Rouge | MI | 48218 | Wayne | 42.2739 | -83.1119 | RFC | MISO | Midcontinent Independent Transmission System Operator, Inc.. | Detroit River | 22 | RE | 1 | Electric Utility |  | N |  | N |  | N |  | Y | Y | OP | ITC Transmission | 56068 | MI | 120 |  |  | Consumers Power
5109 | DTE Electric Company | 1741 | Slocum | 4780 Jefferson Ave W. | Trenton | MI | 48183 | Wayne | 42.1225 | -83.185 | RFC | MISO | Midcontinent Independent Transmission System Operator, Inc.. |  | 22 | RE | 1 | Electric Utility |  | N |  | N |  | N |  |  | X |  | DTE Electric Company | 5109 | MI | 24
5109 | DTE Electric Company | 1743 | St Clair | 4901 Pointe Dr | East China Twp | MI | 48054 | St Clair | 42.7642 | -82.4719 | RFC | MISO | Midcontinent Independent Transmission System Operator, Inc.. | St Clair River | 22 | RE | 1 | Electric Utility |  | N |  | N |  | N |  | Y | N | OP | ITC Transmission | 56068 | MI | 345 |  |  | Consumers Oower
5109 | DTE Electric Company | 1744 | Superior | 6000 First St | Superior Twp | MI | 48198 | Washtenaw | 42.2639 | -83.6422 | RFC | MISO | Midcontinent Independent Transmission System Operator, Inc.. |  | 22 | RE | 1 | Electric Utility |  | N |  | N |  | N |  |  | X |  | DTE Electric Company | 5109 | MI | 40
5109 | DTE Electric Company | 1745 | Trenton Channel | 4695 Jefferson Ave W. | Trenton | MI | 48183 | Wayne | 42.1217 | -83.1808 | RFC | MISO | Midcontinent Independent Transmission System Operator, Inc.. | Trenton Channel | 22 | RE | 1 | Electric Utility |  | N |  | N |  | N |  | N | X |  | ITC Transmission | 56068 | MI | 120 |  |  | MCN
5109 | DTE Electric Company | 1746 | Wilmot | 5977 Bevens Rd E. | Kingston Twp | MI | 48741 | Tuscola | 43.4566 | -83.1889 | RFC | MISO | Midcontinent Independent Transmission System Operator, Inc.. |  | 22 | RE | 1 | Electric Utility |  | N |  | N |  | N |  |  | X |  | DTE Electric Company | 5109 | MI | 40
3828 | Cloverland Electric Co-op | 1750 | Manistique | 335 Chippewa Avenue | Manistique | MI | 49854 | Schoolcraft | 45.955 | -86.2563 | RFC | MISO | Midcontinent Independent Transmission System Operator, Inc.. | Closed System | 22 | RE | 1 | Electric Utility |  | N |  | N |  | N |  | N | X |  | Cloverland Electric Co-op | 3828 | MI | 69
3828 | Cloverland Electric Co-op | 1751 | Edison Sault | 725 E. Portage Ave. | Sault Ste. Marie | MI | 49783 | Chippewa | 46.5162 | -84.3729 | RFC | MISO | Midcontinent Independent Transmission System Operator, Inc.. | Lake Superior/ St. Marys River | 22 | RE | 1 | Electric Utility |  | N |  | N |  | N |  | N | X |  | American Transmission Co | 659 | WI | 69
9324 | Indiana Michigan Power Co | 1753 | Berrien Springs | 600 South Mechanic Street | Berrien Springs | MI | 49103 | Berrien | 41.9439 | -86.3289 | RFC | PJM | PJM Interconnection, LLC | St Joseph River | 22 | RE | 1 | Electric Utility |  | N |  | N |  | N |  |  | X |  | Indiana Michigan Power Co | 9324 | MI | 34.5
9324 | Indiana Michigan Power Co | 1754 | Buchanan (MI) | 15560 East River Road | Buchanan | MI | 49107 | Berrien | 41.8396 | -86.3511 | RFC | PJM | PJM Interconnection, LLC | St Joseph River | 22 | RE | 1 | Electric Utility |  | N |  | N |  | N |  |  | X |  | Indiana Michigan Power Co | 9324 | MI | 34.5
13781 | Northern States Power Co - Minnesota | 1756 | Saxon Falls | 15462 N. Saxon Falls Rd | Saxon | WI | 54559 | Iron | 46.5392 | -90.3742 | MRO | MISO | Midcontinent Independent Transmission System Operator, Inc.. | Montreal River | 22 | RE | 1 | Electric Utility |  | N |  | N |  | N |  | N | X |  | Northern States Power Co | 13780 | WI | 34.5
13781 | Northern States Power Co - Minnesota | 1757 | Superior Falls | E112 Lake Rd | Ironwood | MI | 54559 | Gogebic | 46.5646 | -90.4161 | MRO | MISO | Midcontinent Independent Transmission System Operator, Inc.. | Montreal River | 22 | RE | 1 | Electric Utility |  | N |  | N |  | N |  | N | X |  | Northern States Power Co | 13780 | MI | 34.5
9324 | Indiana Michigan Power Co | 1760 | Constantine | 135 North Washington Avenue | Constantine | MI | 49042 | St Joseph | 41.8436 | -85.6694 | RFC | PJM | PJM Interconnection, LLC | St Joseph River | 22 | RE | 1 | Electric Utility |  | N |  | N |  | N |  |  | X |  | Indiana Michigan Power Co | 9324 | MI | 12
9324 | Indiana Michigan Power Co | 1761 | Mottville | 10005 North River Road | White Pigeon | MI | 49099 | St Joseph | 41.8056 | -85.7505 | RFC | PJM | PJM Interconnection, LLC | St Joseph River | 22 | RE | 1 | Electric Utility |  | N |  | N |  | N |  |  | X |  | Indiana Michigan Power Co | 9324 | MI | 34.5
20847 | Wisconsin Electric Power Co | 1769 | Presque Isle | 2701 Lakeshore Boulevard North | Marquette | MI | 49855 | Marquette | 46.5789 | -87.395 | RFC | MISO | Midcontinent Independent Transmission System Operator, Inc.. | Lake Superior | 22 | RE | 1 | Electric Utility |  | N |  | N |  | N |  | N | X |  | American Transmission Co | 659 | WI | 138
58246 | Escanaba Operating Services LLC | 1771 | Escanaba | 2000 Power Plant Rd | Escanaba | MI | 49829 | Delta | 45.7717 | -87.0639 | MRO | MISO | Midcontinent Independent Transmission System Operator, Inc.. | Lake Michigan | 22 | RE | 1 | Electric Utility |  | N |  | N |  | N |  | N | X |  | City of Escanaba | 24558 | MI | 12.47
56133 | L'Anse Warden Electric Company LLC | 1772 | John H Warden | 157 S Main St | L'Anse | MI | 49946 | Baraga | 46.7553 | -88.4558 | RFC | MISO | Midcontinent Independent Transmission System Operator, Inc.. | Lake Superior | 22 | NR | 2 | IPP Non-CHP |  | N |  | N |  | N |  |  | X |  | American Transmission Co | 659 | WI | 13.8 |  |  | Northern Natural Pipeline
19578 | Upper Peninsula Power Company | 1773 | Prickett | Prickett Dam Rd | Pelkie | MI | 49958 | Baraga | 46.7261 | -88.6625 | MRO | MISO | Midcontinent Independent Transmission System Operator, Inc.. | Sturgeon River | 22 | RE | 1 | Electric Utility |  | N |  | N |  | N |  | N | X |  | Upper Peninsula Power Co | 19578 | MI | 12.5
19578 | Upper Peninsula Power Company | 1774 | Victoria Dam | Victoria Dam Rd | Rockland | MI | 49960 | Ontonagon | 46.6964 | -89.2089 | MRO | MISO | Midcontinent Independent Transmission System Operator, Inc.. | West Branch Ontonagon River | 22 | RE | 1 | Electric Utility |  | N |  | N |  | N |  |  | X |  | Upper Peninsula Power Co | 19578 | MI | 69
20847 | Wisconsin Electric Power Co | 1775 | Brule | Brule Dam Road | Florence | WI | 54121 | Florence | 45.9472 | -88.2189 | RFC | MISO | Midcontinent Independent Transmission System Operator, Inc.. | Brule River | 22 | RE | 1 | Electric Utility |  | N |  | N |  | N |  | N | X |  | American Transmission Co | 659 | WI | 69
20847 | Wisconsin Electric Power Co | 1776 | Chalk Hill | Route 1, Chalk Hill Road | Stephenson | MI | 49887 | Menominee | 45.5136 | -87.8011 | RFC | MISO | Midcontinent Independent Transmission System Operator, Inc.. | Menominee River | 22 | RE | 1 | Electric Utility |  | N |  | N |  | N |  | N | X |  | American Transmission Co | 659 | WI | 69
20847 | Wisconsin Electric Power Co | 1777 | Hemlock Falls | 314 Stream Road | Crystal Falls | MI | 49920 | Iron | 46.1311 | -88.225 | RFC | MISO | Midcontinent Independent Transmission System Operator, Inc.. | Michigamme River | 22 | RE | 1 | Electric Utility |  | N |  | N |  | N |  | N | X |  | Wisconsin Electric Power Co | 20847 | MI | 24.9
20847 | Wisconsin Electric Power Co | 1778 | Kingsford | Power Dam Road | Kingsford | MI | 49801 | Dickinson | 45.808 | -88.1251 | RFC | MISO | Midcontinent Independent Transmission System Operator, Inc.. | Menominee River | 22 | RE | 1 | Electric Utility |  | N |  | N |  | N |  | N | X |  | Wisconsin Electric Power Co | 20847 | MI | 13.8
20847 | Wisconsin Electric Power Co | 1780 | Michigamme Falls | 494 Lower Dam Road | Crystal Falls | MI | 49920 | Iron | 45.9553 | -88.1958 | RFC | MISO | Midcontinent Independent Transmission System Operator, Inc.. | Michigamme River | 22 | RE | 1 | Electric Utility |  | N |  | N |  | N |  | N | X |  | American Transmission Co | 659 | WI | 69
20847 | Wisconsin Electric Power Co | 1781 | Peavy Falls | 514 Upper Dam Road | Crystal Falls | MI | 49920 | Iron | 45.9908 | -88.2105 | RFC | MISO | Midcontinent Independent Transmission System Operator, Inc.. | Michigamme River | 22 | RE | 1 | Electric Utility |  | N |  | N |  | N |  | N | X |  | American Transmission Co | 659 | WI | 69
20847 | Wisconsin Electric Power Co | 1784 | Twin Falls (MI) | N4211 County Road 607 | Iron Mountain | MI | 49801 | Dickinson | 45.8719 | -88.0694 | RFC | MISO | Midcontinent Independent Transmission System Operator, Inc.. | Menominee River | 22 | RE | 1 | Electric Utility |  | N |  | N |  | N |  | N | X |  | American Transmission Co | 659 | WI | 69
20847 | Wisconsin Electric Power Co | 1785 | Way Dam | 1361 Way Dam Road | Crystal Falls | MI | 49920 | Iron | 46.1592 | -88.2353 | RFC | MISO | Midcontinent Independent Transmission System Operator, Inc.. | Michigamme River | 22 | RE | 1 | Electric Utility |  | N |  | N |  | N |  | N | X |  | Wisconsin Electric Power Co | 20847 | MI | 24.9
20847 | Wisconsin Electric Power Co | 1786 | White Rapids | Route 1, Menomonee River | Stephenson | MI | 49887 | Menominee | 45.4821 | -87.8022 | RFC | MISO | Midcontinent Independent Transmission System Operator, Inc.. | Menominee River | 22 | RE | 1 | Electric Utility |  | N |  | N |  | N |  | N | X |  | American Transmission Co | 659 | WI | 138
20860 | Wisconsin Public Service Corp | 1787 | Grand Rapids | N6651 P3 Rd | Ingalls | MI | 49848 | Menominee | 45.3547 | -87.6494 | MRO | MISO | Midcontinent Independent Transmission System Operator, Inc.. | Menominee River | 22 | RE | 1 | Electric Utility |  | N |  | N |  | N |  | N | X |  | Wisconsin Public Service Corp | 20860 | MI | 24.9
3813 | Village of Clinton - (MI) | 1818 | Clinton | 318 River St | Clinton | MI | 49236 | LENAWEE | 42.0682 | -83.976 | RFC | MISO | Midcontinent Independent Transmission System Operator, Inc.. |  | 22 | RE | 1 | Electric Utility |  | N |  | N |  | N |  | N | X |  | DTE Electric Company | 5109 | MI | 40 |  |  | Consumers Energy
4604 | City of Crystal Falls | 1821 | Crystal Falls | 600 Power Plant Road | Crystal Falls | MI | 49920 | IRON | 46.1063 | -88.3345 | RFC | MISO | Midcontinent Independent Transmission System Operator, Inc.. | Paint River | 22 | RE | 1 | Electric Utility |  | N |  | N |  | N |  | N | X |  | City of Crystal Falls | 4604 | MI | 12.47
7483 | City of Grand Haven - (MI) | 1825 | J B Sims | 1231 N. Third Street | Grand Haven | MI | 49417 | Ottawa | 43.0706 | -86.235 | RFC | MISO | Midcontinent Independent Transmission System Operator, Inc.. | Grand River | 22 | RE | 1 | Electric Utility |  | N |  | N |  | N |  | Y | Y | OP | City of Grand Haven - (MI) | 7483 | MI | 69 |  |  | Michigan Gas Utilities
7483 | City of Grand Haven - (MI) | 1826 | Grand Haven Diesel Plant | 520 S. Harbor Avenue | Grand Haven | MI | 49417 | Ottawa | 43.0598 | -86.2379 | RFC | MISO | Midcontinent Independent Transmission System Operator, Inc.. | Grand River | 22 | RE | 1 | Electric Utility |  | N |  | N |  | N |  | N | X |  | City of Grand Haven - (MI) | 7483 | MI | 13.4 |  |  | Michigan Gas Utilities
8205 | City of Hart Hydro - (MI) | 1827 | Hart | 15 N. Water | Hart | MI | 49420 | OCEANA | 43.7067 | -86.4367 | RFC | MISO | Midcontinent Independent Transmission System Operator, Inc.. | Wells | 22 | RE | 1 | Electric Utility |  | N |  | N |  | N |  | N | X |  | City of Hart Hydro - (MI) | 8205 | MI | 4 |  |  | DTE
8631 | Hillsdale Board of Public Wks | 1829 | Hillsdale | 201 Waterworks Ave | Hillsdale | MI | 49242 | Hillsdale | 41.9061 | -84.6319 | RFC | MISO | Midcontinent Independent Transmission System Operator, Inc.. | Baw Beese Lake | 22 | RE | 1 | Electric Utility |  | N |  | N |  | N |  | N | X |  | Hillsdale Board of Public Wks | 8631 | MI | 46 |  |  | Michigan Gas Utilities
8723 | City of Holland | 1830 | James De Young | 64 Pine Ave. | Holland | MI | 49423 | Ottawa | 42.7956 | -86.1133 | RFC | MISO | Midcontinent Independent Transmission System Operator, Inc.. | Lake Macatawa | 22 | RE | 1 | Electric Utility |  | N |  | N |  | N |  | Y | N | OP | City of Holland | 8723 | MI | 138 |  |  | SEMCO ENERGY GAS COMPANY
56155 | Lansing Board of Water and Light | 1831 | Eckert Station | 601 Island Ave | Lansing | MI | 48910 | Ingham | 42.7184 | -84.5581 | RFC | MISO | Midcontinent Independent Transmission System Operator, Inc.. | Grand River | 22 | RE | 1 | Electric Utility |  | N |  | N |  | N |  | N | X |  | City of Lansing - (MI) | 10704 | MI | 13.2
56155 | Lansing Board of Water and Light | 1832 | Erickson Station | 3725 Canal Rd. | Lansing | MI | 48917 | Eaton | 42.6922 | -84.6572 | RFC | MISO | Midcontinent Independent Transmission System Operator, Inc.. | Grand River | 22 | RE | 1 | Electric Utility |  | N |  | N |  | N |  | N | X |  | City of Lansing - (MI) | 10704 | MI | 138
11268 | City of Lowell - (MI) | 1837 | Lowell | 127 N. Broadway | Lowell | MI | 49331 | Kent | 42.935 | -85.3378 | RFC | MISO | Midcontinent Independent Transmission System Operator, Inc.. | Closed Loop Cooling System | 22 | RE | 1 | Electric Utility |  | N |  | N |  | N |  |  | X |  | ITC Transmission | 56068 | MI | 138
11701 | City of Marquette - (MI) | 1840 | Plant Four | End of Powder Mill Road | Marquette | MI | 49855 | Marquette | 46.576 | -87.4036 | RFC | MISO | Midcontinent Independent Transmission System Operator, Inc.. |  | 22 | RE | 1 | Electric Utility |  | N |  | N |  | N |  | N | X |  | City of Marquette - (MI) | 11701 | MI | 12.5
11701 | City of Marquette - (MI) | 1842 | James R Smith | 2245 Wright Street | Marquette | MI | 49855 | MARQUETTE | 46.5716 | -87.4105 | RFC | MISO | Midcontinent Independent Transmission System Operator, Inc.. | Dead River | 22 | RE | 1 | Electric Utility |  | N |  | N |  | N |  | N | X |  | City of Marquette - (MI) | 11701 | MI | 12.5
11701 | City of Marquette - (MI) | 1843 | Shiras | East Hampton and Lake Superior | Marquette | MI | 49855 | Marquette | 46.5306 | -87.3922 | RFC | MISO | Midcontinent Independent Transmission System Operator, Inc.. | Lake Superior | 22 | RE | 1 | Electric Utility |  | N |  | N |  | N |  | Y | Y | OP | City of Marquette - (MI) | 11701 | MI | 69 |  |  | SEMCO
11713 | City of Marshall - (MI) | 1844 | Marshall (MI) | 906 S Marshall Ave | Marshall | MI | 49068 | Calhoun | 42.2717 | -84.9411 | RFC | MISO | Midcontinent Independent Transmission System Operator, Inc.. | Kalamazoo River | 22 | RE | 1 | Electric Utility |  | N |  | N |  | N |  | N | X |  | City of Marshall - (MI) | 11713 | MI | 12.47 |  |  | Consumers Energy
13525 | Newberry Water & Light Board | 1846 | Newberry | 307 East McMillan | Newberry | MI | 49868 | Luce | 46.5933 | -85.8183 | RFC | MISO | Midcontinent Independent Transmission System Operator, Inc.. | Municipality | 22 | RE | 1 | Electric Utility |  | N |  | N |  | N |  | N | X |  | Newberry Water & Light Board | 13525 | MI | 69
13826 | City of Norway | 1848 | Norway (MI) | N740 River Road | Norway | MI | 49870 | Dickinson | 45.7889 | -87.9058 | RFC | MISO | Midcontinent Independent Transmission System Operator, Inc.. | Menominee River | 22 | RE | 1 | Electric Utility |  | N |  | N |  | N |  | N | X |  | City of Norway | 13826 | MI | 24.9
15246 | City of Portland - (MI) | 1851 | Frank Jenkins | 723 E. Gd. River Ave. | Portland | MI | 48875 | IONIA | 42.8644 | -84.9031 | RFC | MISO | Midcontinent Independent Transmission System Operator, Inc.. | Municipality | 22 | RE | 1 | Electric Utility |  | N |  | N |  | N |  |  | X |  | City of Portland - (MI) | 15246 | MI | 7.2 |  |  | consumers energy
17886 | City of St Louis - (MI) | 1852 | St Louis | 412 N. Mill | St. Louis | MI | 48880 | Gratiot | 43.4019 | -84.6014 | RFC | MISO | Midcontinent Independent Transmission System Operator, Inc.. | Pine River | 22 | RE | 1 | Electric Utility |  | N |  | N |  | N |  |  | X |  | City of St Louis - (MI) | 17886 | MI | 4.1 |  |  | CMS
16873 | City of Sebewaing - (MI) | 1853 | Main Street (MI) | 120 East Main | Sebewaing | MI | 48759 | Huron | 43.7325 | -83.4533 | RFC | MISO | Midcontinent Independent Transmission System Operator, Inc.. | Wells (Closed Radiator System) | 22 | RE | 1 | Electric Utility |  | N |  | N |  | N |  | N | X |  | DTE Electric Company | 5109 | MI | 40 |  |  | Consumers Energy
18252 | City of Sturgis | 1855 | Sturgis City Diesel Plant | 505 W. Chicago Road | Sturgis | MI | 49091 | St Joseph | 41.7992 | -85.4256 | RFC | PJM | PJM Interconnection, LLC | Municipality | 22 | RE | 1 | Electric Utility |  | N |  | N |  | N |  | N | X |  | City of Sturgis | 18252 | MI | 4.16 |  |  | Michigan Gas Utilities
18252 | City of Sturgis | 1856 | Hydro Plant | 21477 Sturgis Dam Road | Three Rivers | MI | 49093 | St Joseph | 41.9711 | -85.5381 | RFC | PJM | PJM Interconnection, LLC | St Joseph River | 22 | RE | 1 | Electric Utility |  | N |  | N |  | N |  | N | X |  | City of Sturgis | 18252 | MI | 24.9
21264 | USACE-Detroit District | 1865 | Saint Marys Falls | 312 W Portage Avenue | Sault Ste Marie | MI | 49783 | Chippewa | 46.5063 | -84.3493 | MRO | MISO | Midcontinent Independent Transmission System Operator, Inc.. | Lake Superior | 22 | RE | 1 | Electric Utility |  | N |  | N |  | N |  | N | X |  | Cloverland Electric Co-op | 3828 | MI | 13.6
21048 | Wyandotte Municipal Serv Comm | 1866 | Wyandotte | 2555 Van Alstyne | Wyandotte | MI | 48192 | Wayne | 42.2081 | -83.1453 | RFC | MISO | Midcontinent Independent Transmission System Operator, Inc.. | Detroit River | 22 | RE | 1 | Electric Utility |  | N |  | N |  | N |  | N | X |  | Wyandotte Municipal Serv Comm | 21048 | MI | 69 |  |  | DTE
21158 | City of Zeeland - (MI) | 1867 | Zeeland | 347 E. Washington Ave | Zeeland | MI | 49464 | Ottawa | 42.8067 | -86.0558 | RFC | MISO | Midcontinent Independent Transmission System Operator, Inc.. |  | 22 | RE | 1 | Electric Utility |  | N |  | N |  | N |  | N | X |  | City of Zeeland - (MI) | 21158 | MI | 12.4 |  |  | SEMCO Energy Gas
3828 | Cloverland Electric Co-op | 1868 | Dafter | 2535 W M-28 | Dafter | MI | 49724 | Chippewa | 46.3744 | -84.4172 | RFC | MISO | Midcontinent Independent Transmission System Operator, Inc.. | Wells | 22 | RE | 1 | Electric Utility |  | N |  | N |  | N |  | N | X |  | American Transmission Co | 659 | WI | 69
19037 | Tower Kleber Ltd Partnership | 1871 | Kleber | 7795 Kleber Rd. | Onaway | MI | 49765 | Cheboygan | 45.392 | -84.3333 | RFC | MISO | Midcontinent Independent Transmission System Operator, Inc.. | Black River Hydroelectric | 22 | NR | 2 | IPP Non-CHP |  | N |  | Y |  | N |  | N | X |  | Presque Isle Elec & Gas Coop | 15340 | MI | 2.4
20910 | Wolverine Power Supply Coop | 1873 | Tower | 9663 Cooperative Road | Tower | MI | 49792 | Cheboygan | 45.3628 | -84.295 | RFC | MISO | Midcontinent Independent Transmission System Operator, Inc.. | Black River | 22 | RE | 1 | Electric Utility |  | N |  | N |  | N |  | N | X |  | Wolverine Power Supply Coop | 20910 |  | 69
18895 | Thumb Electric Coop of Mich | 1874 | Caro | 2437 East Dayton Road | Caro | MI | 48723 | Tuscola | 43.4659 | -83.3278 | RFC | MISO | Midcontinent Independent Transmission System Operator, Inc.. | Well | 22 | RE | 1 | Electric Utility |  | N |  | N |  | N |  |  | X |  | Thumb Electric Coop of Mich | 18895 | MI | 40
18895 | Thumb Electric Coop of Mich | 1875 | Ubly | 4159 Ubly Road | Ubly | MI | 48475 | Huron | 43.7217 | -82.9388 | RFC | MISO | Midcontinent Independent Transmission System Operator, Inc.. | Well | 22 | RE | 1 | Electric Utility |  | N |  | N |  | N |  |  | X |  | Thumb Electric Coop of Mich | 18895 | MI | 40 |  |  | Consumers Power
20910 | Wolverine Power Supply Coop | 1877 | George Johnson | 1529 S 170th Ave | Hersey | MI | 49639 | Osceola | 43.8393 | -85.426 | RFC | MISO | Midcontinent Independent Transmission System Operator, Inc.. | Muskegon River | 22 | RE | 1 | Electric Utility |  | N |  | N |  | N |  | N | X |  | Wolverine Power Supply Coop | 20910 |  | 69 |  |  | DTE Gas Company
20910 | Wolverine Power Supply Coop | 1879 | Scottville | 525 West US 10 | Scottville | MI | 49454 | Mason | 43.955 | -86.2936 | RFC |  |  | Wells | 22 | RE | 1 | Electric Utility |  | N |  | N |  | N |  |  | X |  | Wolverine Power Supply Coop | 20910
20910 | Wolverine Power Supply Coop | 1880 | Claude Vandyke | 3150 143rd Ave | Dorr | MI | 49323 | Allegan | 42.731 | -85.8551 | RFC | MISO | Midcontinent Independent Transmission System Operator, Inc.. | Red Run Drain | 22 | RE | 1 | Electric Utility |  | N |  | N |  | N |  |  | X |  | Wolverine Power Supply Coop | 20910 |  | 69 |  |  | Michigan Gas Utilities
20910 | Wolverine Power Supply Coop | 1881 | Vestaburg | 8614 Vestaburg Rd | Vestaburg | MI | 48891 | Montcalm | 43.4016 | -84.9141 | RFC | MISO | Midcontinent Independent Transmission System Operator, Inc.. | Wells | 22 | RE | 1 | Electric Utility |  | N |  | N |  | N |  |  | X |  | Wolverine Power Supply Coop | 20910 |  | 69 |  |  | Consumers Energy
9417 | Interstate Power and Light Co | 1888 | Fox Lake | 844 125th St | Sherburn | MN | 56171 | Martin | 43.6728 | -94.7075 | MRO | MISO | Midcontinent Independent Transmission System Operator, Inc.. | Fox Lake | 22 | RE | 1 | Electric Utility |  | N |  | N |  | N |  | Y | N | OS | ITC Midwest LLC | 56161 |  | 69 | 161 |  | Northern Natural Gas
9417 | Interstate Power and Light Co | 1889 | Hills | Hwy 270 West | Hills | MN | 56138 | Rock | 43.5289 | -96.3647 | MRO | MISO | Midcontinent Independent Transmission System Operator, Inc.. |  | 22 | RE | 1 | Electric Utility |  | N |  | N |  | N |  | N | X |  | Interstate Power and Light Co | 9417 | MN | 4.2
12647 | ALLETE, Inc. | 1891 | Syl Laskin | PO Box 166 | Hoyt Lakes | MN | 55705 | St Louis | 47.5306 | -92.1619 | MRO | MISO | Midcontinent Independent Transmission System Operator, Inc.. | Colby Lake | 22 | RE | 1 | Electric Utility |  | N |  | N |  | N |  | Y | Y | OP | ALLETE, Inc. | 12647 | MN | 115 |  |  | Minnesota Energy Resources
12647 | ALLETE, Inc. | 1892 | Blanchard | PO Box 157 | Little Falls | MN | 56373 | Morrison | 45.8614 | -94.3592 | MRO | MISO | Midcontinent Independent Transmission System Operator, Inc.. | Mississippi River | 22 | RE | 1 | Electric Utility |  | N |  | N |  | N |  |  | X |  | ALLETE, Inc. | 12647 | MN | 115
12647 | ALLETE, Inc. | 1893 | Clay Boswell | 1200 NW 3rd St | Cohasset | MN | 55721 | Itasca | 47.2611 | -93.6528 | MRO | MISO | Midcontinent Independent Transmission System Operator, Inc.. | North Blackwater Lake | 22 | RE | 1 | Electric Utility |  | N |  | N |  | N |  | Y | Y | OP | ALLETE, Inc. | 12647 | MN | 230 |  |  | Boswell Energy Center Natural Gas Pipeline
12647 | ALLETE, Inc. | 1894 | Fond Du Lac | 14302 Oldenberg Parkway | Duluth | MN | 55808 | St Louis | 46.6668 | -92.2939 | MRO | MISO | Midcontinent Independent Transmission System Operator, Inc.. | St. Louis River | 22 | RE | 1 | Electric Utility |  | N |  | N |  | N |  |  | X |  | ALLETE, Inc. | 12647 | MN | 115
12647 | ALLETE, Inc. | 1895 | Knife Falls | Industrial Avenue | Cloquet | MN | 55720 | Carlton | 46.7266 | -92.4486 | MRO | MISO | Midcontinent Independent Transmission System Operator, Inc.. | St. Louis River | 22 | RE | 1 | Electric Utility |  | N |  | N |  | N |  |  | X |  | ALLETE, Inc. | 12647 | MN | 14
12647 | ALLETE, Inc. | 1896 | Little Falls (MN) | 1 Hydro St Dr. | Little Falls | MN | 56345 | Morrison | 45.975 | -94.3691 | MRO | MISO | Midcontinent Independent Transmission System Operator, Inc.. | Mississippi River | 22 | RE | 1 | Electric Utility |  | N |  | N |  | N |  |  | X |  | ALLETE, Inc. | 12647 | MN | 34
12647 | ALLETE, Inc. | 1897 | M L Hibbard | 4913 Main Street | Duluth | MN | 55807 | St Louis | 46.7353 | -92.1517 | MRO | MISO | Midcontinent Independent Transmission System Operator, Inc.. | St Louis River | 22133 | RE | 5 | Commercial CHP |  | N |  | N |  | N |  | N | X |  | ALLETE, Inc. | 12647 | MN | 115 |  |  | City of Duluth Comfort Systems (municipal gas supplier)
12647 | ALLETE, Inc. | 1898 | Pillager | 13449 Pillager Dam Rd | Pillager | MN | 56473 | Cass | 46.316 | -94.4849 | MRO | MISO | Midcontinent Independent Transmission System Operator, Inc.. | Crow Wing River | 22 | RE | 1 | Electric Utility |  | N |  | N |  | N |  |  | X |  | ALLETE, Inc. | 12647 | MN | 34
12647 | ALLETE, Inc. | 1899 | Scanlon | Highway 45 | Scanlon | MN | 55720 | Carlton | 46.7091 | -92.4217 | MRO | MISO | Midcontinent Independent Transmission System Operator, Inc.. | St. Louis River | 22 | RE | 1 | Electric Utility |  | N |  | N |  | N |  |  | X |  | ALLETE, Inc. | 12647 | MN | 14
12647 | ALLETE, Inc. | 1900 | Sylvan | 13753 Sylvan Dam Rd | Pillager | MN | 56473 | Cass | 46.305 | -94.3775 | MRO | MISO | Midcontinent Independent Transmission System Operator, Inc.. | Crow Wing River | 22 | RE | 1 | Electric Utility |  | N |  | N |  | N |  | N | X |  | ALLETE, Inc. | 12647 | MN | 34
12647 | ALLETE, Inc. | 1901 | Thomson | 180 St Highway 10 | Carlton | MN | 55718 | Carlton | 46.655 | -92.3333 | MRO | MISO | Midcontinent Independent Transmission System Operator, Inc.. | Big Lake Chapel | 22 | RE | 1 | Electric Utility |  | N |  | N |  | N |  |  | X |  | ALLETE, Inc. | 12647 | MN | 115
12647 | ALLETE, Inc. | 1902 | Winton | PO Box 156 | Winton | MN | 55796 | Lake | 47.9344 | -91.7639 | MRO | MISO | Midcontinent Independent Transmission System Operator, Inc.. | Kawishiwi River | 22 | RE | 1 | Electric Utility |  | N |  | N |  | N |  |  | X |  | ALLETE, Inc. | 12647 | MN | 46
13781 | Northern States Power Co - Minnesota | 1904 | Black Dog | 1400 Black Dog Road | Burnsville | MN | 55101 | Dakota | 44.8108 | -93.2501 | MRO | MISO | Midcontinent Independent Transmission System Operator, Inc.. | Minnesota River | 22 | RE | 1 | Electric Utility |  | N |  | N |  | N |  | Y | N | OS | Northern States Power Co - Minnesota | 13781 | MN | 115 |  |  | Centerpoint
13781 | Northern States Power Co - Minnesota | 1910 | Granite City | East of Highway 10 | St. Cloud | MN | 56301 | Benton | 45.5756 | -94.1408 | MRO | MISO | Midcontinent Independent Transmission System Operator, Inc.. |  | 22 | RE | 1 | Electric Utility |  | N |  | N |  | N |  | N | X |  | Northern States Power Co - Minnesota | 13781 | MN | 115 |  |  | NSPM LDC
13781 | Northern States Power Co - Minnesota | 1911 | Hennepin Island | 206 Main St SE | Minneapolis | MN | 55401 | Hennepin | 44.9824 | -93.2542 | MRO | MISO | Midcontinent Independent Transmission System Operator, Inc.. | Mississippi River | 22 | RE | 1 | Electric Utility |  | N |  | N |  | N |  | N | X |  | Northern States Power Co - Minnesota | 13781 | MN | 13.8
13781 | Northern States Power Co - Minnesota | 1912 | High Bridge | 155 Randolph Ave | St. Paul | MN | 55101 | Ramsey | 44.9314 | -93.1117 | MRO | MISO | Midcontinent Independent Transmission System Operator, Inc.. | Mississippi River | 22 | RE | 1 | Electric Utility |  | N |  | N |  | N |  | N | X |  | Northern States Power Co - Minnesota | 13781 | MN | 115 |  |  | NSPM LDC
13781 | Northern States Power Co - Minnesota | 1913 | Inver Hills | 3185 117th St | Inver Grove Heights | MN | 55077 | Dakota | 44.781 | -93.042 | MRO | MISO | Midcontinent Independent Transmission System Operator, Inc.. |  | 22 | RE | 1 | Electric Utility |  | N |  | N |  | N |  | N | X |  | Northern States Power Co - Minnesota | 13781 | MN | 115 |  |  | NSPM LDC
13781 | Northern States Power Co - Minnesota | 1914 | Key City | 1040 Summit Ave | Mankato | MN | 56001 | Blue Earth | 44.1974 | -94.0078 | MRO | MISO | Midcontinent Independent Transmission System Operator, Inc.. |  | 22 | RE | 1 | Electric Utility |  | N |  | N |  | N |  | N | X |  | Northern States Power Co - Minnesota | 13781 | MN | 69 |  |  | Centerpoint
13781 | Northern States Power Co - Minnesota | 1915 | Allen S King | 1103 King Plant Rd. | Oak Park Heights | MN | 55003 | Washington | 45.03 | -92.7786 | MRO | MISO | Midcontinent Independent Transmission System Operator, Inc.. | Lake St. Croix | 22 | RE | 1 | Electric Utility |  | N |  | N |  | N |  | N | X |  | Northern States Power Co - Minnesota | 13781 | MN | 345 |  |  | NSPM LDC
13781 | Northern States Power Co - Minnesota | 1918 | Minnesota Valley | East Highway 212 | Granite Falls | MN | 56241 | Chippewa | 44.8028 | -95.5269 | MRO |  |  | Minnesota River | 22 | RE | 1 | Electric Utility |  | N |  | N |  | N |  | N | X
13781 | Northern States Power Co - Minnesota | 1922 | Monticello Nuclear Facility | 2807 W. County Rd 75 | Monticello | MN | 55362 | Wright | 45.3338 | -93.8493 | MRO | MISO | Midcontinent Independent Transmission System Operator, Inc.. | Mississippi River | 22 | RE | 1 | Electric Utility |  | N |  | N |  | N |  | N | X |  | Northern States Power Co - Minnesota | 13781 | MN | 345
13781 | Northern States Power Co - Minnesota | 1925 | Prairie Island | 1717 Wakonade Dr. East | Welch | MN | 55066 | Goodhue | 44.622 | -92.6333 | MRO | MISO | Midcontinent Independent Transmission System Operator, Inc.. | Mississippi River | 22 | RE | 1 | Electric Utility |  | N |  | N |  | N |  | N | X |  | Northern States Power Co - Minnesota | 13781 | MN | 345
13781 | Northern States Power Co - Minnesota | 1926 | Red Wing | 801 5th st. East | Red Wing | MN | 55901 | Goodhue | 44.5692 | -92.5169 | MRO | MISO | Midcontinent Independent Transmission System Operator, Inc.. | Mississippi | 22 | RE | 1 | Electric Utility |  | N |  | N |  | N |  | N | X |  | Northern States Power Co - Minnesota | 13781 | MN | 13.8 |  |  | NSPM LDC
13781 | Northern States Power Co - Minnesota | 1927 | Riverside (MN) | 3100 Marshall St. NE | Minneapolis | MN | 55401 | Hennepin | 45.0203 | -93.2753 | MRO | MISO | Midcontinent Independent Transmission System Operator, Inc.. | Mississippi River | 22 | RE | 1 | Electric Utility |  | N |  | N |  | N |  | N | X |  | Northern States Power Co - Minnesota | 13781 | MN | 115 |  |  | Centerpoint
17876 | City of St James - (MN) | 1929 | St James | N/A | St James | MN | 56081 | Watonwan | 43.9882 | -94.6156 | MRO | MISO | Midcontinent Independent Transmission System Operator, Inc.. |  | 22 | RE | 1 | Electric Utility |  | N |  | N |  | N |  |  | X |  | City of St James - (MN) | 17876 | MN | 12.47
13781 | Northern States Power Co - Minnesota | 1932 | West Fairbault | 17th St. SW | Faribault | MN | 55021 | Rice | 44.2697 | -93.2906 | MRO |  |  |  | 22 | RE | 1 | Electric Utility |  | N |  | N |  | N |  | N | X | [7 empty] | NSPM LDC
13781 | Northern States Power Co - Minnesota | 1934 | Wilmarth | 800 Summit Ave | Mankato | MN | 56001 | Blue Earth | 44.1967 | -94.0009 | MRO | MISO | Midcontinent Independent Transmission System Operator, Inc.. | Minnesota River | 22 | RE | 1 | Electric Utility |  | N |  | N |  | N |  | N | X |  | Northern States Power Co - Minnesota | 13781 | MN | 69 |  |  | Centerpoint
14232 | Otter Tail Power Co | 1943 | Hoot Lake | 1012 Water Plant Road | Fergus Falls | MN | 56537 | Otter Tail | 46.2906 | -96.0433 | MRO | MISO | Midcontinent Independent Transmission System Operator, Inc.. | Otter Tail River | 22 | RE | 1 | Electric Utility |  | N |  | N |  | N |  | N | X |  | Otter Tail Power Co | 14232 | MN | 115
150 | Adrian Public Utilities Comm | 1956 | Adrian | 20 Main Avenue | Adrian | MN | 56110 | NOBLES | 43.6371 | -95.9328 | MRO | SWPP | Southwest Power Pool |  | 22 | RE | 1 | Electric Utility |  | N |  | N |  | N |  |  | X |  | Adrian Public Utilities Comm | 150 | MN | 4.16
295 | City of Alexandria - (MN) | 1958 | Alexandria | PO Box 609 | Alexandria | MN | 56308 | Douglas | 45.8892 | -95.3797 | MRO | MISO | Midcontinent Independent Transmission System Operator, Inc.. | Lake Winona | 22 | RE | 1 | Electric Utility |  | N |  | N |  | N |  | N | X |  | City of Alexandria - (MN) | 295 | MN | 13.2 |  |  | CenterPoint Energy
1009 | City of Austin - (MN) | 1960 | Austin Downtown | 400 4th St NE | Austin | MN | 55912 | Mower | 43.6706 | -92.9693 | MRO | MISO | Midcontinent Independent Transmission System Operator, Inc.. | Red Cedar River | 22 | RE | 1 | Electric Utility |  | N |  | N |  | N |  | N | X |  | Austin City of | 1009 | MN | 13 |  |  | Austin Utilities Distribution System - Northern Natural Gas
1009 | City of Austin - (MN) | 1961 | Austin Northeast | Austin | Austin | MN | 55912 | MOWER | 43.7014 | -92.9626 | MRO | MISO | Midcontinent Independent Transmission System Operator, Inc.. | Red Cedar River | 22 | RE | 1 | Electric Utility |  | N |  | N |  | N |  | N | X |  | City of Austin - (MN) | 1009 | MN | 69 |  |  | Austin Utilities Distribution System - Northern Natural Gas
1573 | City of Benson - (MN) | 1964 | Benson City of | 1410 Kansas Ave | Benson | MN | 56215 | Swift | 45.3144 | -95.6028 | MRO | MISO | Midcontinent Independent Transmission System Operator, Inc.. |  | 22 | RE | 1 | Electric Utility |  | N |  | N |  | N |  | N | X |  | City of Benson - (MN) | 1573 | MN | 13.8 | 115
1871 | City of Blooming Prairie - (MN) | 1966 | Blooming Prairie | 146 3rd Ave SE | Blooming Prairie | MN | 55917 | Steele | 43.866 | -93.0504 | MRO | MISO | Midcontinent Independent Transmission System Operator, Inc.. | Wells | 22 | RE | 1 | Electric Utility |  | N |  | N |  | N |  | N | X |  | City of Blooming Prairie - (MN) | 1871 | MN | 69
1883 | Blue Earth Light & Water | 1967 | Blue Earth | 125 East Sixth Street | Blue Earth | MN | 56013 | Faribault | 43.6375 | -94.1017 | MRO | MISO | Midcontinent Independent Transmission System Operator, Inc.. | Wells | 22 | RE | 1 | Electric Utility |  | N |  | N |  | N |  |  | X |  | Blue Earth Light & Water | 1883 | MN | 161 |  |  | Centerpoint Gas
5015 | Delano Municipal Utilities | 1969 | Delano | 11 W Bridge Avenue PO Box 65 | Delano | MN | 55328 | WRIGHT | 45.0414 | -93.7905 | MRO | MISO | Midcontinent Independent Transmission System Operator, Inc.. | Municipality | 22 | RE | 1 | Electric Utility |  | N |  | N |  | N |  | N | X |  | Delano Municipal Utilities | 5015 | MN | 69 |  |  | Xcel Gas Distribution Service Line
5111 | City of Detroit Lakes - (MN) | 1970 | Detroit Lakes | P O Box 647 | Detroit Lakes | MN | 56501 | BECKER | 46.8175 | -95.8433 | MRO | MISO | Midcontinent Independent Transmission System Operator, Inc.. |  | 22 | RE | 1 | Electric Utility |  | N |  | N |  | N |  | N | X |  | City of Detroit Lakes - (MN) | 5111 | MN | 12.47
5773 | City of Elk River | 1971 | Elk River City of | 1701 Main St | Elk River | MN | 55330 | SHERBURNE | 45.3158 | -93.5781 | MRO | MISO | Midcontinent Independent Transmission System Operator, Inc.. | Surface water | 22 | RE | 1 | Electric Utility |  | N |  | Y | 06-109-000 | Y | 06-109-000 | N | X |  | City of Elk River | 5773 | MN | 69 |  |  | Center Point Energy
6138 | City of Fairfax - (MN) | 1972 | Fairfax | 206 1st St SE | Fairfax | MN | 55332 | Renville | 44.5278 | -94.7217 | MRO | MISO | Midcontinent Independent Transmission System Operator, Inc.. | Municipality | 22 | RE | 1 | Electric Utility |  | N |  | N |  | N |  | N | X |  | City of Fairfax - (MN) | 6138 | MN | 4.16
40580 | Southern Minnesota Mun P Agny | 1973 | Fairmont (MN) | 7th & Lincoln Street | Fairmont | MN | 56031 | Martin | 43.6579 | -94.4647 | MRO | MISO | Midcontinent Independent Transmission System Operator, Inc.. | George Lake | 22 | RE | 1 | Electric Utility |  | N |  | N |  | N |  |  | X |  | Fairmont Public Utilities Comm | 6151 | MN | 12.47 |  |  | Minnesota Energy
7292 | Glencoe Light & Power Comm | 1975 | Glencoe | 305 11th Street E | Glencoe | MN | 55336 | McLeod | 44.7709 | -94.1582 | MRO | MISO | Midcontinent Independent Transmission System Operator, Inc.. | Municipality | 22 | RE | 1 | Electric Utility |  | N |  | N |  | N |  | N | X |  | Northern States Power Co | 13780 | MN | 115 |  |  | Centerpoint Energy
7487 | City of Grand Marais - (MN) | 1976 | Grand Marais | 55 Lupin Lane | Grand Marais | MN | 55604 | COOK | 47.7758 | -90.3392 | MRO | MISO | Midcontinent Independent Transmission System Operator, Inc.. | Lake Superior | 22 | RE | 1 | Electric Utility |  | N |  | N |  | N |  | N | X |  | City of Grand Marais - (MN) | 7487 | MN | 69
7494 | City of Granite Falls - (MN) | 1977 | Granite Falls | 101 Oak Street | Granite Falls | MN | 56241 | Chippewa | 44.8117 | -95.5345 | MRO | MISO | Midcontinent Independent Transmission System Operator, Inc.. | Minnesota River | 22 | RE | 1 | Electric Utility |  | N |  | N |  | N |  | N | X |  | City of Granite Falls - (MN) | 7494 | MN | 69
8543 | Hibbing Public Utilities Comm | 1979 | Hibbing | 1832 Sixth Avenue East | Hibbing | MN | 55746 | St Louis | 47.4294 | -92.935 | MRO | MISO | Midcontinent Independent Transmission System Operator, Inc.. | Wells | 22 | RE | 1 | Electric Utility |  | N |  | N |  | N |  | N | X |  | ALLETE, Inc. | 12647 | MN | 22.9 |  |  | Northern natural gas pipeline
9130 | Hutchinson Utilities Comm | 1980 | Hutchinson Plant #1 | 44 4th Ave. NE | Hutchinson | MN | 55350 | McLeod | 44.8957 | -94.3684 | MRO | MISO | Midcontinent Independent Transmission System Operator, Inc.. | Municipality | 22 | RE | 1 | Electric Utility |  | N |  | N |  | N |  | N | X |  | Hutchinson Utilities Comm | 9130 | MN | 13.8 |  |  | Hutchinson Utilities. TRIMD between CS12 and CS13 on Northern Border Pipeline.
9650 | City of Janesville - (MN) | 1982 | Janesville | 219 N. Main | Janseville | MN | 56048 | Waseca | 44.1172 | -93.7073 | MRO | MISO | Midcontinent Independent Transmission System Operator, Inc.. | Wells | 22 | RE | 1 | Electric Utility |  | N |  | N |  | N |  | N | X |  | City of Janesville - (MN) | 9650 | MN | 23 |  |  | CenterPoint Energy
10179 | Kenyon Municipal Utilities | 1983 | Kenyon Municipal | 709 2nd Street | Kenyon | MN | 55946 | Goodhue | 44.2718 | -92.9848 | MRO | MISO | Midcontinent Independent Transmission System Operator, Inc.. | Municipality | 22 | RE | 1 | Electric Utility |  | N |  | N |  | N |  | N | X |  | Kenyon Municipal Utilities | 10179 | MN | 69
10596 | City of Lake Crystal - (MN) | 1985 | Lake Crystal | 111 W. Humphrey St. | Lake Crystal | MN | 56055 | Blue Earth | 44.1069 | -94.2197 | MRO | MISO | Midcontinent Independent Transmission System Operator, Inc.. | Municipality | 22 | RE | 1 | Electric Utility |  | N |  | N |  | N |  | N | X |  | City of Lake Crystal - (MN) | 10596 | MN | 69 |  |  | Centerpoint Energy
10685 | Lanesboro Public Utility Comm | 1987 | Lanesboro | 202 Parkway Ave S | Lanesboro | MN | 55949 | Fillmore | 43.72 | -91.9777 | MRO | MISO | Midcontinent Independent Transmission System Operator, Inc.. | South Branch Root River | 22 | RE | 1 | Electric Utility |  | N |  | N |  | N |  | N | X |  | Tri-County Electric Coop | 19157 | MN | 2.4
11064 | Litchfield Public Utilities | 1989 | Litchfield | 421 West 3rd Street | Litchfield | MN | 55355 | Meeker | 45.1282 | -94.5352 | MRO | MISO | Midcontinent Independent Transmission System Operator, Inc.. | Wells Municipality | 22 | RE | 1 | Electric Utility |  | N |  | N |  | N |  |  | X |  | Litchfield Public Utilities | 11064 | MN | 69 |  |  | CENTER POINT ENERGY
11332 | City of Luverne - (MN) | 1990 | Luverne | 203 E Main | Luverne | MN | 56156 | ROCK | 43.6544 | -96.2019 | MRO | SWPP | Southwest Power Pool | Municipality | 22 | RE | 1 | Electric Utility |  | N |  | N |  | N |  |  | X |  | City of Luverne - (MN) | 11332 | MN | 24.9 |  |  | N/A
11731 | City of Marshall - (MN) | 1993 | Marshall (MN) | 113 S. 4th St. | Marshall | MN | 56258 | LYON | 44.4466 | -95.7921 | MRO | MISO | Midcontinent Independent Transmission System Operator, Inc.. |  | 22 | RE | 1 | Electric Utility |  | N |  | N |  | N |  |  | X |  | City of Marshall - (MN) | 11731 | MN | 13.8
12286 | Melrose Public Utilities | 1994 | Melrose | 21 West Main St. | Melrose | MN | 56352 | Stearns | 45.675 | -94.8153 | MRO | MISO | Midcontinent Independent Transmission System Operator, Inc.. | Municipality | 22 | RE | 1 | Electric Utility |  | N |  | N |  | N |  |  | X |  | Melrose Public Utilities | 12286 | MN | 12.47 |  |  | N/A
12894 | City of Moorhead - (MN) | 1995 | Moorhead | 519 Elm Street South | Moorhead | MN | 56560 | Clay | 46.8536 | -96.7311 | MRO | SWPP | Southwest Power Pool | Red River Of The North | 22 | RE | 1 | Electric Utility |  | N |  | N |  | N |  | N | X |  | City of Moorhead | 12894 | MN | 115
12897 | Moose Lake Water & Light Comm | 1996 | Moose Lake | 401 Douglas Ave. | Moose Lake | MN | 55767 | Carlton | 46.4541 | -92.7606 | MRO | MISO | Midcontinent Independent Transmission System Operator, Inc.. |  | 22 | RE | 1 | Electric Utility |  | N |  | N |  | N |  | N | X |  | Moose Lake Water & Light Comm | 12897 | MN | 5
12900 | City of Mora - (MN) | 1997 | Mora | 16 North Lake Street | Mora | MN | 55051 | Kanabec | 45.8771 | -93.2951 | MRO | MISO | Midcontinent Independent Transmission System Operator, Inc.. | Municipality | 22 | RE | 1 | Electric Utility |  | N |  | N |  | N |  | N | X |  | City of Mora - (MN) | 12900 | MN | 13 |  |  | Minnesota Energy Resources
13048 | City of Mountain Lake - (MN) | 1998 | Mountain Lake | 925 2nd Ave. | mountain lake | MN | 56159 | Cottonwood | 43.9405 | -94.9434 | MRO | MISO | Midcontinent Independent Transmission System Operator, Inc.. |  | 22 | RE | 1 | Electric Utility |  | N |  | N |  | N |  |  | X |  | City of Mountain Lake - (MN) | 13048 | MN | 69 |  |  | Minnesota Energy
13480 | New Prague Utilities Comm | 1999 | New Prague | 118 Central Ave N | New Prague | MN | 56071 | Le Sueur | 44.5431 | -93.5731 | MRO | MISO | Midcontinent Independent Transmission System Operator, Inc.. | Wells | 22 | RE | 1 | Electric Utility |  | N |  | N |  | N |  | N | X |  | New Prague Utilities Comm | 13480 | MN | 12.47 |  |  | Center Point Energy
13488 | New Ulm Public Utilities Comm | 2001 | New Ulm | 310 First North St. | New Ulm | MN | 56073 | Brown | 44.3159 | -94.4581 | MRO | MISO | Midcontinent Independent Transmission System Operator, Inc.. | Municipality | 22 | RE | 1 | Electric Utility |  | N |  | N |  | N |  | N | X |  | Northern States Power Co - Minnesota | 13781 | MN | 69 |  |  | Hutchinson Utilities
13681 | North Branch Water & Light Comm | 2002 | North Branch (MN) | 6388 Maple Street | North Branch | MN | 55056 | Chisago | 45.5106 | -92.979 | MRO | MISO | Midcontinent Independent Transmission System Operator, Inc.. | Municipality | 22 | RE | 1 | Electric Utility |  | N |  | N |  | N |  |  | X |  | North Branch Water & Light Comm | 13681 | MN | 12.47 |  |  | Units are only DFO
14246 | City of Owatonna - (MN) | 2003 | Owatonna | 208 S. Walnut Ave | Owatonna | MN | 55060 | Steele | 44.0833 | -93.23 | MRO | MISO | Midcontinent Independent Transmission System Operator, Inc.. | Municipality | 22 | RE | 1 | Electric Utility |  | N |  | N |  | N |  | N | X |  | City of Owatonna - (MN) | 14246 | MN | 12.47 |  |  | Owatonna Public Utilities
15348 | Preston Public Utilities Comm | 2004 | Preston (MN) | 600 Ridge Road South | Preston | MN | 55965 | Fillmore | 43.6661 | -92.0831 | MRO | MISO | Midcontinent Independent Transmission System Operator, Inc.. | Municipality | 22 | RE | 1 | Electric Utility |  | N |  | N |  | N |  |  | X |  | Southern Minnesota Mun P Agny | 40580 |  | 69 |  |  | Minnesota Energy Resources
15387 | Princeton Public Utils Comm | 2005 | Princeton (MN) | 907 First Street | Princeton | MN | 55371 | MILLE LACS | 45.5695 | -93.5872 | MRO | MISO | Midcontinent Independent Transmission System Operator, Inc.. | Municipality | 22 | RE | 1 | Electric Utility |  | N |  | N |  | N |  | N | X |  | Princeton Public Utils Comm | 15387 | MN | 12.47 |  |  | Center Point Energy
16181 | Rochester Public Utilities | 2007 | Rochester Hydro | xxx 406 Ave | Mazeppa | MN | 55956 | Wabasha | 44.213 | -92.4802 | MRO | MISO | Midcontinent Independent Transmission System Operator, Inc.. | Lake Zumbro | 22 | RE | 1 | Electric Utility |  | N |  | N |  | N |  |  | X |  | Rochester Public Utilities | 16181 | MN | 161
16181 | Rochester Public Utilities | 2008 | Silver Lake | 425 W. Silver Lake Drive NE | Rochester | MN | 55903 | Olmsted | 44.0282 | -92.4604 | MRO | MISO | Midcontinent Independent Transmission System Operator, Inc.. | Zumbro River | 22 | RE | 1 | Electric Utility |  | N |  | N |  | N |  | N | X |  | Rochester Public Utilities | 16181 | MN | 161 |  |  | Northern Natural Gas
15793 | Redwood Falls Public Util Comm | 2009 | Redwood Falls | 101 East Bridge Street | Redwood Falls | MN | 56283 | Redwood | 44.5431 | -95.1178 | MRO | MISO | Midcontinent Independent Transmission System Operator, Inc.. | Redwood River | 22 | RE | 1 | Electric Utility |  | N |  | N |  | N |  |  | X |  | Redwood Falls Public Util Comm | 15793 | MN | 13.8 |  |  | Great Plains Natural Gas Company
17320 | Sleepy Eye Public Utility Comm | 2011 | Sleepy Eye | 130 2nd Ave NW | Sleepy Eye | MN | 56085 | Brown | 44.2981 | -94.7252 | MRO | MISO | Midcontinent Independent Transmission System Operator, Inc.. | Closed Radiator | 22 | RE | 1 | Electric Utility |  | N |  | N |  | N |  | N | X |  | Northern States Power Co - Minnesota | 13781 | MN | 69
17836 | Springfield Public Utils Comm - (MN) | 2012 | Springfield (MN) | 14 North Marshall Ave. | Springfield | MN | 56087 | Brown | 44.2395 | -94.9763 | MRO | MISO | Midcontinent Independent Transmission System Operator, Inc.. |  | 22 | RE | 1 | Electric Utility |  | N |  | N |  | N |  | N | X |  | Springfield Public Utils Comm - (MN) | 17836 | MN | 69
17824 | Spring Valley Pub Utils Comm | 2013 | Spring Valley | 104 S Section Avenue | Spring Valley | MN | 55975 | Fillmore | 43.6873 | -92.3894 | MRO | MISO | Midcontinent Independent Transmission System Operator, Inc.. | Municipality | 22 | RE | 1 | Electric Utility |  | N |  | N |  | N |  |  | X |  | Spring Valley Pub Utils Comm | 17824 | MN | 4.16 |  |  | Minnesota Energy
18820 | City of Thief River Falls | 2014 | Thief River Falls | Zeh & LaBree Ave. S. | Thief River Falls | MN | 56701 | PENNINGTON | 48.1143 | -96.1792 | MRO | MISO | Midcontinent Independent Transmission System Operator, Inc.. | Red Lake River | 22 | RE | 1 | Electric Utility |  | N |  | N |  | N |  |  | X |  | City of Thief River Falls | 18820 | MN | 12.47
19237 | Truman Public Utilities Comm | 2015 | Truman | 118 N 3rd Ave E | Truman | MN | 56088 | Martin | 43.8284 | -94.4369 | MRO | MISO | Midcontinent Independent Transmission System Operator, Inc.. | Municipality | 22 | RE | 1 | Electric Utility |  | N |  | N |  | N |  | N | X |  | Truman Public Utilities Comm | 19237 | MN | 12.5 |  |  | Minnesota Energy Company
19883 | City of Virginia - (MN) | 2018 | Virginia | 618 2nd St South | Virginia | MN | 55792 | St Louis | 47.5224 | -92.541 | MRO | MISO | Midcontinent Independent Transmission System Operator, Inc.. | Silver Lake | 22 | RE | 1 | Electric Utility |  | N |  | N |  | N |  | N | X |  | City of Virginia - (MN) | 19883 | MN | 13.8 |  |  | Northern Natural Gas
29295 | City of Wells - (MN) | 2020 | Wells IC | 101 lst St. SE | Wells | MN | 56097 | Faribault | 43.7445 | -93.7241 | MRO | MISO | Midcontinent Independent Transmission System Operator, Inc.. | Municipality | 22 | RE | 1 | Electric Utility |  | N |  | N |  | N |  | N | X |  | City of Wells - (MN) | 29295 | MN | 4.16 |  |  | Minnesota Energy Resources
20430 | City of Westbrook | 2021 | Westbrook | PO Box 308 | Westbrook | MN | 56183 | Cottonwood | 44.0399 | -95.4429 | MRO | MISO | Midcontinent Independent Transmission System Operator, Inc.. |  | 22 | RE | 1 | Electric Utility |  | N |  | N |  | N |  |  | X |  | City of Westbrook | 20430 | MN | 4.16
20737 | Willmar Municipal Utilities | 2022 | Willmar | 710 Benson Avenue Southwest | Willmar | MN | 56201 | Kandiyohi | 45.1217 | -95.0532 | MRO | MISO | Midcontinent Independent Transmission System Operator, Inc.. | Wells | 22 | RE | 1 | Electric Utility | N | N |  | N |  | N |  | N | X |  | Willmar Municipal Utilities | 20737 | MN | 12.47 |  |  | Center Point Energy
20806 | City of Windom | 2023 | Windom | 1105 1st Ave. | Windom | MN | 56101 | Cottonwood | 43.8681 | -95.1144 | MRO | MISO | Midcontinent Independent Transmission System Operator, Inc.. | Municipality | 22 | RE | 1 | Electric Utility |  | N |  | N |  | N |  | N | X |  | City of Windom | 20806 | MN | 13.8
21013 | City of Worthington - (MN) | 2024 | Worthington | N/A | Worthington | MN | 56187 | Nobles | 43.6335 | -95.6092 | MRO | MISO | Midcontinent Independent Transmission System Operator, Inc.. |  | 22 | RE | 1 | Electric Utility |  | N |  | N |  | N |  |  | X |  | City of Worthington - (MN) | 21013 | MN | 12.47
7570 | Great River Energy | 2038 | Cambridge CT | Highway 65 | Cambridge | MN | 55008 | Isanti | 45.601 | -93.2081 | MRO | MISO | Midcontinent Independent Transmission System Operator, Inc.. |  | 22 | RE | 1 | Electric Utility |  | N |  | N |  | N |  |  | X |  | Great River Energy | 7570 |  | 69 |  |  | Northern Natural Gas
7570 | Great River Energy | 2039 | Elk River | 17845 East Highway 10 | Elk River | MN | 55330 | Sherburne | 45.2968 | -93.5584 | MRO | MISO | Midcontinent Independent Transmission System Operator, Inc.. | River | 22 | RE | 1 | Electric Utility |  | N |  | N |  | N |  |  | X |  | Great River Energy | 7570 |  | 230 |  |  | Northern Natural Gas Centerpoint Energy
7570 | Great River Energy | 2042 | Maple Lake | 800 2nd Street West | Maple Lake | MN | 55358 | Wright | 45.2291 | -94.0097 | MRO | MISO | Midcontinent Independent Transmission System Operator, Inc.. |  | 22 | RE | 1 | Electric Utility |  | N |  | N |  | N |  |  | X |  | Great River Energy | 7570 |  | 69
12686 | Mississippi Power Co | 2046 | Eaton | 950 South George Street | Petal | MS | 39465 | Forrest | 31.3294 | -89.2681 | SERC | SOCO | Southern Company Services, Inc. - Trans | Leaf River | 22 | RE | 1 | Electric Utility |  | N |  | N |  | N |  | N | X |  | Mississippi Power Co | 12686 | MS | 115 |  |  | Gulf South before retirement of units
12686 | Mississippi Power Co | 2047 | Chevron Oil | 200 Industrial Road, Gate 4 | Pascagoula | MS | 39568 | Jackson | 30.34 | -88.4919 | SERC | SOCO | Southern Company Services, Inc. - Trans |  | 22 | RE | 1 | Electric Utility |  | N |  | N |  | N |  | N | X |  | Mississippi Power Co | 12686 | MS | 115 |  |  | Chevron Refinery
12686 | Mississippi Power Co | 2048 | Sweatt | 5118 Valley Road | Meridian | MS | 39307 | Lauderdale | 32.2925 | -88.7461 | SERC | SOCO | Southern Company Services, Inc. - Trans | Wells | 22 | RE | 1 | Electric Utility |  | N |  | N |  | N |  | N | X |  | Mississippi Power Co | 12686 | MS | 115 |  |  | Southern Natural Gas
12686 | Mississippi Power Co | 2049 | Jack Watson | Lorraine Road | Gulfport | MS | 39501 | Harrison | 30.4392 | -89.0286 | SERC | SOCO | Southern Company Services, Inc. - Trans | Biloxi River | 22 | RE | 1 | Electric Utility |  | N |  | N |  | N |  | Y | N | OP | Mississippi Power Co | 12686 | MS | 230 |  |  | Gulf South
12685 | Entergy Mississippi Inc | 2050 | Baxter Wilson | 770 Kemp Bottom Road | Vicksburg | MS | 39180 | Warren | 32.2831 | -90.9306 | SERC | MISO | Midcontinent Independent Transmission System Operator, Inc.. | Mississippi River | 22 | RE | 1 | Electric Utility |  | N |  | N |  | N |  | N | X |  | Entergy Mississippi Inc | 12685 | MS | 115 |  |  | Columbia Gulf
12685 | Entergy Mississippi Inc | 2051 | Delta (MS) | 3964 Hwy 61 | Cleveland | MS | 38732 | Bolivar | 33.7947 | -90.7139 | SERC | MISO | Midcontinent Independent Transmission System Operator, Inc.. | Sunflower River | 22 | RE | 1 | Electric Utility |  | N |  | N |  | N |  |  | X |  | Entergy Mississippi Inc | 12685 | MS | 115
12685 | Entergy Mississippi Inc | 2052 | Natchez | 152 Steam Plant Road | Natchez | MS | 39120 | Adams | 31.5987 | -91.3464 | SERC | MISO | Midcontinent Independent Transmission System Operator, Inc.. | Municipality | 22 | RE | 1 | Electric Utility |  | N |  | N |  | N |  |  | X |  | Entergy Mississippi Inc | 12685 | MS | 115
12685 | Entergy Mississippi Inc | 2053 | Rex Brown | 1960 W Northside Drive | Jackson | MS | 39213 | Hinds | 32.357 | -90.213 | SERC | MISO | Midcontinent Independent Transmission System Operator, Inc.. | Pearl River | 22 | RE | 1 | Electric Utility |  | N |  | N |  | N |  | N | X |  | Entergy Mississippi Inc | 12685 | MS | 115 |  |  | Boardwalk
3702 | Clarksdale Public Utilities | 2059 | L L Wilkins | 240 Hicks Street | Clarksdale | MS | 38614 | Coahoma | 34.1845 | -90.5627 | SERC | MISO | Midcontinent Independent Transmission System Operator, Inc.. | Wells | 22 | RE | 1 | Electric Utility |  | N |  | N |  | N |  | N | X |  | Clarksdale Public Utilities | 3702 | MS | 115 |  |  | Texas Gas
3702 | Clarksdale Public Utilities | 2060 | Third Street | 414 Third Street | Clarksdale | MS | 38614 | Coahoma | 34.205 | -90.5778 | SERC | MISO | Midcontinent Independent Transmission System Operator, Inc.. | Wells | 22 | RE | 1 | Electric Utility |  | N |  | N |  | N |  | N | X |  | Clarksdale Public Utilities | 3702 | MS | 4.16
7651 | Greenwood Utilities Comm | 2062 | Henderson | 2107 River Road Extended | Greenwood | MS | 38930 | Leflore | 33.5173 | -90.2097 | SERC | MISO | Midcontinent Independent Transmission System Operator, Inc.. | Municipality | 22 | RE | 1 | Electric Utility |  | N |  | N |  | N |  | N | X |  | Entergy Mississippi Inc | 12685 | MS | 115 |  |  | Atmos Energy
7651 | Greenwood Utilities Comm | 2063 | Wright | 101 Wright Place | Greenwood | MS | 38930 | Leflore | 33.5166 | -90.1833 | SERC | MISO | Midcontinent Independent Transmission System Operator, Inc.. | Municipality | 22 | RE | 1 | Electric Utility |  | N |  | N |  | N |  |  | X |  | Entergy Mississippi Inc | 12685 | MS | 115 |  |  | Atmos Energy
21095 | Public Serv Comm of Yazoo City | 2067 | Yazoo | 501 Bridge St. | Yazoo City | MS | 39194 | Yazoo | 32.8458 | -90.4211 | SERC | MISO | Midcontinent Independent Transmission System Operator, Inc.. | Wells | 22 | RE | 1 | Electric Utility |  | N |  | N |  | N |  | N | X |  | Public Serv Comm of Yazoo City | 21095 | MS | 115 |  |  | Atmos Energy
17568 | South Mississippi El Pwr Assn | 2068 | Benndale | 133 Clark-Mizelle Road | Benndale | MS | 39452 | George | 30.8889 | -88.8054 | SERC | MISO | Midcontinent Independent Transmission System Operator, Inc.. |  | 22 | RE | 1 | Electric Utility |  | N |  | N |  | N |  |  | X |  | South Mississippi El Pwr Assn | 17568 |  | 69 |  |  | Gulfsouth
17568 | South Mississippi El Pwr Assn | 2070 | Moselle | 308 Moselle-Seminary Road | Moselle | MS | 39459 | Jones | 31.528 | -89.3004 | SERC | MISO | Midcontinent Independent Transmission System Operator, Inc.. | Wells | 22 | RE | 1 | Electric Utility |  | N |  | N |  | N |  |  | X |  | South Mississippi El Pwr Assn | 17568 |  | 69 |  |  | Southcross
17568 | South Mississippi El Pwr Assn | 2071 | Paulding | 3887 County Road 16 | Paulding | MS | 39348 | Jasper | 32.0302 | -89.0855 | SERC | MISO | Midcontinent Independent Transmission System Operator, Inc.. |  | 22 | RE | 1 | Electric Utility |  | N |  | N |  | N |  |  | X |  | South Mississippi El Pwr Assn | 17568 |  | 69
5860 | Empire District Electric Co | 2076 | Asbury | 21133 Uphill Lane | Asbury | MO | 64832 | Jasper | 37.3613 | -94.5893 | SPP | SWPP | Southwest Power Pool | Wells | 22 | RE | 1 | Electric Utility |  | N |  | N |  | N |  | Y | N | OP | Empire District Electric Co | 5860 | MO | 161
10000 | Kansas City Power & Light Co | 2078 | Grand Avenue | 115 Grand | Kansas City | MO | 64106 | Jackson | 39.1053 | -94.5697 | SPP | SWPP | Southwest Power Pool | Missouri River | 22 | RE | 1 | Electric Utility |  | N |  | N |  | N |  |  | X
10000 | Kansas City Power & Light Co | 2079 | Hawthorn | 8700 Hawthorne Road | Kanssas City | MO | 64120 | Jackson | 39.1306 | -94.4778 | SPP | SWPP | Southwest Power Pool | Missouri River | 22 | RE | 1 | Electric Utility |  | N |  | N |  | N |  | Y | N | OP | Kansas City Power & Light Co | 10000 | MO | 161 |  |  | Southern Star
10000 | Kansas City Power & Light Co | 2080 | Montrose | 400 SW Hwy P | Clinton | MO | 64735 | Henry | 38.3114 | -93.9348 | SPP | SWPP | Southwest Power Pool | Montrose Lake | 22 | RE | 1 | Electric Utility |  | N |  | N |  | N |  | Y | Y | OP | Kansas City Power & Light Co | 10000 | MO | 161
10000 | Kansas City Power & Light Co | 2081 | Northeast (MO) | 920 N. Olive | Kansas City | MO | 64120 | Jackson | 39.1228 | -94.5606 | SPP | SWPP | Southwest Power Pool | Missouri River | 22 | RE | 1 | Electric Utility |  | N |  | N |  | N |  |  | X |  | Kansas City Power & Light Co | 10000 | MO | 161
19436 | Union Electric Co - (MO) | 2082 | Fairgrounds | 2625 Industrial Drive | Jefferson City | MO | 65101 | Cole | 38.5935 | -92.2206 | SERC | MISO | Midcontinent Independent Transmission System Operator, Inc.. |  | 22 | RE | 1 | Electric Utility |  | N |  | N |  | N |  |  | X |  | Union Electric Co - (MO) | 19436 | MO | 69
19436 | Union Electric Co - (MO) | 2083 | Kirksville | 3005 North Baltimore | Kirksville | MO | 63501 | Adair | 40.2245 | -92.5849 | SERC | MISO | Midcontinent Independent Transmission System Operator, Inc.. |  | 22 | RE | 1 | Electric Utility |  | N |  | N |  | N |  |  | X |  | Union Electric Co - (MO) | 19436 | MO | 34.5 |  |  | Liberty Utilities (on ANR pipeline)
56211 | KCP&L Greater Missouri Operations Co | 2090 | Nevada | RR1 | Nevada | MO | 64772 | Vernon | 37.8503 | -94.3444 | SPP | SWPP | Southwest Power Pool |  | 22 | RE | 1 | Electric Utility |  | N |  | N |  | N |  |  | X |  | Kansas City Power & Light Co | 10000 | MO | 69
56211 | KCP&L Greater Missouri Operations Co | 2092 | Ralph Green | 101 Front St | Pleasant Hill | MO | 64080 | Cass | 38.7876 | -94.2777 | SPP | SWPP | Southwest Power Pool |  | 22 | RE | 1 | Electric Utility |  | N |  | N |  | N |  |  | X |  | Kansas City Power & Light Co | 10000 | MO | 69 |  |  | Southern Star
56211 | KCP&L Greater Missouri Operations Co | 2094 | Sibley | 33200 E. Johnson Rd | Sibley | MO | 64088 | Jackson | 39.1783 | -94.1844 | SPP | SWPP | Southwest Power Pool | Missouri River | 22 | RE | 1 | Electric Utility |  | N |  | N |  | N |  | Y | Y | OP | Kansas City Power & Light Co | 10000 | MO | 161
19436 | Union Electric Co - (MO) | 2096 | Viaduct | 263 Old Hwy 61 | Cape Girardeau | MO | 63701 | Cape Girardeau | 37.2572 | -89.5642 | SERC | MISO | Midcontinent Independent Transmission System Operator, Inc.. |  | 22 | RE | 1 | Electric Utility |  | N |  | N |  | N |  |  | X |  | Union Electric Co | 19436 | MO | 115
56211 | KCP&L Greater Missouri Operations Co | 2098 | Lake Road (MO) | 1413 Lower Lake Rd | St Joseph | MO | 64504 | Buchanan | 39.7246 | -94.8773 | SPP | SWPP | Southwest Power Pool | Missouri River | 22 | RE | 1 | Electric Utility |  | N |  | N |  | N |  | Y | Y | OP | Kansas City Power & Light Co | 10000 | MO | 161 |  |  | Missouri Gas Energy & Southern Star
17106 | Sho-Me Power Electric Coop | 2099 | Niangua | 2788 Tunnel Dam Rd. | Camdenton | MO | 65020 | Camden | 37.9385 | -92.8477 | SERC | AECI | Associated Electric Cooperative, Inc. | Niangua River | 22 | RE | 1 | Electric Utility |  | N |  | N |  | N |  | N | X |  | 4-County Electric Power Assn | 6641 | MS | 13.2
19436 | Union Electric Co - (MO) | 2102 | Howard Bend | 698 Water Works Road | Chesterfield | MO | 63017 | St Louis | 38.6818 | -90.54 | SERC | MISO | Midcontinent Independent Transmission System Operator, Inc.. |  | 22 | RE | 1 | Electric Utility |  | N |  | N |  | N |  |  | X |  | Union Electric Co - (MO) | 19436 | MO | 34.5
19436 | Union Electric Co - (MO) | 2103 | Labadie | 226 Labadie Power Plant Road | Labadie | MO | 63055 | Franklin | 38.5622 | -90.8377 | SERC | MISO | Midcontinent Independent Transmission System Operator, Inc.. | Missouri River | 22 | RE | 1 | Electric Utility |  | N |  | N |  | N |  | Y | Y | OP | Union Electric Co - (MO) | 19436 | MO | 345
19436 | Union Electric Co - (MO) | 2104 | Meramec | 8200 Fine Rd | St. Louis | MO | 63129 | St Louis | 38.4017 | -90.3358 | SERC | MISO | Midcontinent Independent Transmission System Operator, Inc.. | Mississippi River | 22 | RE | 1 | Electric Utility |  | N |  | N |  | N |  | Y | Y | OP | Union Electric Co - (MO) | 19436 | MO | 138 |  |  | Enable Mississippi Transmission pipeline (MRT)
19436 | Union Electric Co - (MO) | 2106 | Osage Dam | 617 River Road | Eldon | MO | 65026 | Miller | 38.2044 | -92.6239 | SERC | MISO | Midcontinent Independent Transmission System Operator, Inc.. | Osage River | 22 | RE | 1 | Electric Utility |  | N |  | N |  | N |  |  | X |  | Union Electric Co - (MO) | 19436 | MO | 138
19436 | Union Electric Co - (MO) | 2107 | Sioux | 8501 N. State Route 94 | West Alton | MO | 63386 | St Charles | 38.9155 | -90.2902 | SERC | MISO | Midcontinent Independent Transmission System Operator, Inc.. | Mississippi River | 22 | RE | 1 | Electric Utility |  | N |  | N |  | N |  | Y | Y | OP | Union Electric Co - (MO) | 19436 | MO | 138
19436 | Union Electric Co - (MO) | 2108 | Taum Sauk | Lesterville | Lesterville | MO | 63620 | Reynolds | 37.5208 | -90.8347 | SERC | MISO | Midcontinent Independent Transmission System Operator, Inc.. | East Fork Of Black River | 22 | RE | 1 | Electric Utility |  | N |  | N |  | N |  |  | X |  | Union Electric Co - (MO) | 19436 | MO | 138
228 | City of Albany - (MO) | 2113 | Albany | 906 W. South St. | Albany | MO | 64402 | GENTRY | 40.245 | -94.339 | SERC | AECI | Associated Electric Cooperative, Inc. |  | 22 | RE | 1 | Electric Utility |  | N |  | N |  | N |  | N | X |  | City of Albany - (MO) | 228 | MO | 13.2
2647 | City of Butler - (MO) | 2115 | Butler Municipal Power Plant | 704 W. Mill St. | Butler | MO | 64730 | Bates | 38.2644 | -94.3444 | SPP | SWPP | Southwest Power Pool | Municipality | 22 | RE | 1 | Electric Utility |  | N |  | N |  | N |  |  | X |  | City of Butler - (MO) | 2647 | MO | 12.47 |  |  | Liberty Utilities
3082 | Carrollton Board of Public Wks | 2120 | Carrollton | Waterworks Rd & Bolen St | Carrollton | MO | 64633 | Carroll | 39.3515 | -93.5016 | SERC | SWPP | Southwest Power Pool | Wells | 22 | RE | 1 | Electric Utility |  | N |  | N |  | N |  | N | X |  | Kansas City Power & Light Co | 10000 | MO | 34.5 |  |  | Missouri Gas Energy
3113 | City of Carthage - (MO) | 2121 | Carthage | 300 S River | Carthage | MO | 64836 | Jasper | 37.1766 | -94.2994 | SPP | SWPP | Southwest Power Pool | Municipality | 22 | RE | 1 | Electric Utility |  | N |  | N |  | N |  | N | X |  | City of Carthage - (MO) | 3113 | MO | 14 |  |  | Laclede Gas Co
3486 | Chillicothe Municipal Utils | 2122 | Chillicothe | 1611 Waterworks RD | chillicothe | MO | 64601 | Livingston | 39.7834 | -93.5641 | SERC | SWPP | Southwest Power Pool | Municipality | 22 | RE | 1 | Electric Utility |  | N |  | N |  | N |  | N | X |  | Chillicothe Municipal Utils | 3486 | MO | 69 |  |  | PanHandle
4045 | City of Columbia - (MO) | 2123 | Columbia (MO) | 1501 Business Loop 70 E | Columbia | MO | 65205 | Boone | 38.9646 | -92.3168 | SERC | MISO | Midcontinent Independent Transmission System Operator, Inc.. | Wells | 22 | RE | 1 | Electric Utility |  | N |  | N |  | N |  | Y | N | OS | City of Columbia - (MO) | 4045 | MO | 82.8 |  |  | Panhandle Eastern
25477 | USCE-Kansas City District | 2124 | Stockton Hydro | 16435 E. Stockton Lake Drive | Stockton | MO | 65785 | CEDAR | 37.6936 | -93.7691 | SPP | SPA | Southwestern Power Administration | Sac River | 22 | RE | 1 | Electric Utility |  | N |  | N |  | N |  | N | X |  | Associated Electric Coop, Inc | 924 |  | 161
6231 | City of Fayette - (MO) | 2125 | Fayette | 108 Armstrong St. | Fayette | MO | 65248 | Howard | 39.1406 | -92.68 | SERC | AECI | Associated Electric Cooperative, Inc. |  | 22 | RE | 1 | Electric Utility |  | N |  | N |  | N |  | N | X |  | Central Electric Power Coop - (MO) | 3242 |  | 69
6839 | City of Fulton - (MO) | 2126 | Fulton (MO) | 2101 Power Lane | Futton | MO | 65251 | Callaway | 38.8681 | -91.9478 | SERC | AECI | Associated Electric Cooperative, Inc. | Municipality / Wells | 22 | RE | 1 | Electric Utility |  | N |  | N |  | N |  | N | X |  | City of Fulton - (MO) | 6839 | MO | 13.8 |  |  | Panhandle Eastern Pipeline Company
6924 | City of Gallatin - (MO) | 2127 | Gallatin (MO) | 702 East Corrine | Gallatin | MO | 64640 | Daviess | 39.9144 | -93.9619 | SERC | AECI | Associated Electric Cooperative, Inc. |  | 22 | RE | 1 | Electric Utility |  | N |  | N |  | N |  | N | X |  | N W Electric Power Coop, Inc | 13190 |  | 69
8567 | City of Higginsville - (MO) | 2131 | Higginsville | 108 E 22nd St | Higginsville | MO | 64037 | LAFAYETTE | 39.0733 | -93.7147 | SERC | SWPP | Southwest Power Pool | Municipality | 22 | RE | 1 | Electric Utility |  | N |  | N |  | N |  |  | X |  | City of Higginsville - (MO) | 8567 | MO | 12.47 |  |  | Laclede Gas
9231 | City of Independence - (MO) | 2132 | Blue Valley | 21500 E. Truman Rd. | Independence | MO | 64056 | Jackson | 39.0919 | -94.3261 | SPP | SWPP | Southwest Power Pool | Wells | 22 | RE | 1 | Electric Utility |  | N |  | N |  | N |  | Y | Y | OS | City of Independence - (MO) | 9231 | MO | 13.8 |  |  | southern star
9231 | City of Independence - (MO) | 2134 | Jackson Square | 14102 E. Truman Rd. | Independence | MO | 64050 | Jackson | 39.0946 | -94.4115 | SPP | SWPP | Southwest Power Pool |  | 22 | RE | 1 | Electric Utility |  | N |  | N |  | N |  | N | X |  | City of Independence - (MO) | 9231 | MO | 13.8
9231 | City of Independence - (MO) | 2135 | Station H | 101 S. 291 Hwy. | Independence | MO | 64056 | Jackson | 39.1067 | -94.3804 | SPP | SWPP | Southwest Power Pool |  | 22 | RE | 1 | Electric Utility |  | N |  | N |  | N |  | N | X |  | City of Independence - (MO) | 9231 | MO | 13.8 |  |  | southern star
9231 | City of Independence - (MO) | 2136 | Station I | 3480 S. Kiger | Independence | MO | 64055 | Jackson | 39.056 | -94.393 | SPP | SWPP | Southwest Power Pool |  | 22 | RE | 1 | Electric Utility |  | N |  | N |  | N |  | N | X |  | City of Independence - (MO) | 9231 | MO | 13.8
9603 | City of Jackson - (MO) | 2137 | Jackson (MO) | 420 Florence St | Jackson | MO | 63755 | Cape Girardeau | 37.3847 | -89.6606 | SERC | MISO | Midcontinent Independent Transmission System Operator, Inc.. | Municipality | 22 | RE | 1 | Electric Utility |  | N |  | N |  | N |  | N | X |  | Union Electric Co - (MO) | 19436 | MO | 34.5 |  |  | Liberty Utilities
9973 | City of Kahoka | 2138 | Kahoka | 255 N Washington | Kahoka | MO | 63445 | Clark | 40.4225 | -91.7206 | SERC | MISO | Midcontinent Independent Transmission System Operator, Inc.. | Municipality | 22 | RE | 1 | Electric Utility |  | N |  | N |  | N |  | N | X |  | Union Electric Co - (MO) | 19436 | MO | 34.5 |  |  | Liberty Utilities
10152 | City of Kennett - (MO) | 2139 | Kennett | 401 S. Anthony | Kennett | MO | 63857 | Dunklin | 36.2338 | -90.0521 | SERC | SWPP | Southwest Power Pool | Municipality | 22 | RE | 1 | Electric Utility |  | N |  | N |  | N |  | N | X |  | City of Kennett - (MO) | 10152 | MO | 69 |  |  | OZARK & TEXAS EASTERN (BOTH OWNED BY SPECTRA ENERGY)
10538 | City of La Plata - (MO) | 2140 | La Plata | 200 E. Bartlett | La Plata | MO | 63549 | Macon | 40.0244 | -92.4896 | SERC | AECI | Associated Electric Cooperative, Inc. | La Plata/Kirksville | 22 | RE | 1 | Electric Utility |  | N |  | N |  | N |  |  | X |  | Northeast Missouri El Pwr Coop | 13738 |  | 69
11460 | City of Macon - (MO) | 2141 | Macon | 404 Vine St | Macon | MO | 63552 | Macon | 39.7378 | -92.4689 | SERC | AECI | Associated Electric Cooperative, Inc. | Municipality | 22 | RE | 1 | Electric Utility |  | N |  | N |  | N |  |  | X |  | Northeast Missouri El Pwr Coop | 13738 |  | 69 |  |  | Macon Municipal Utilities
11540 | City of Malden - (MO) | 2142 | Malden | 405 South Beckwith | Malden | MO | 63863 | Dunklin | 36.5531 | -89.9682 | SPP | SPA | Southwestern Power Administration | Municipality | 22 | RE | 1 | Electric Utility |  | N |  | N |  | N |  | N | X |  | Southwestern Power Administration | 17716 |  | 69 |  |  | Liberty Utility
11732 | City of Marshall - (MO) | 2144 | Marshall (MO) | 765 West North | Marshall | MO | 65340 | Saline | 39.1228 | -93.2064 | SERC | SWPP | Southwest Power Pool | Municipality | 22 | RE | 1 | Electric Utility |  | N |  | N |  | N |  | N | X |  | Kansas City Power & Light Co | 10000 | MO | 161 |  |  | Panhandle Eastern Pipleline Company
12294 | City of Memphis - (MO) | 2145 | Memphis | Strong Blvd | Memphis | MO | 63555 | Scotland | 40.375 | -92.125 | SERC | AECI | Associated Electric Cooperative, Inc. | Municipality | 22 | RE | 1 | Electric Utility |  | N |  | N |  | N |  | N | X |  | City of Memphis - (MO) | 12294 | MO | 69 |  |  | Liberty Utilities
12802 | City of Monroe City - (MO) | 2146 | Monroe (MO) | 200 East Summer | Monroe City | MO | 63456 | MONROE | 39.6525 | -91.7325 | SERC | AECI | Associated Electric Cooperative, Inc. |  | 22 | RE | 1 | Electric Utility |  | N |  | N |  | N |  |  | X |  | City of Monroe City - (MO) | 12802 | MO | 69
13971 | City of Odessa - (MO) | 2148 | Odessa | 900 W Dryden | Odessa | MO | 64076 | Lafayette | 38.9979 | -93.9657 | SPP | SWPP | Southwest Power Pool | Municipality | 22 | RE | 1 | Electric Utility |  | N |  | N |  | N |  | N | X |  | City of Odessa - (MO) | 13971 | MO | 69 |  |  | Missouri Gas Energy
14400 | City of Palmyra - (MO) | 2150 | Palmyra Municipal | 115 N. Spring St. | Palmyra | MO | 63461 | Marion | 39.8 | -91.5252 | SERC | AECI | Associated Electric Cooperative, Inc. | Municipal Cooling | 22 | RE | 1 | Electric Utility |  | N |  | N |  | N |  | N | X |  | Associated Electric Coop, Inc | 924 |  | 69 |  |  | Panhandle Eastern
17177 | City of Sikeston - (MO) | 2158 | Coleman | 389 North West St | Sikeston | MO | 63801 | SCOTT | 36.8785 | -89.6214 | SPP | SPA | Southwestern Power Administration |  | 22 | RE | 1 | Electric Utility |  | N |  | N |  | N |  |  | X |  | City of Sikeston | 17177 | MO
17833 | City Utilities of Springfield - (MO) | 2161 | James River Power Station | 5701 S. Kissick | Springfield | MO | 65804 | Greene | 37.1086 | -93.2619 | SPP | SWPP | Southwest Power Pool | Lake Springfield | 22 | RE | 1 | Electric Utility |  | N |  | N |  | N |  | Y | N | OS | City Utilities of Springfield - (MO) | 17833 | MO | 69 |  |  | Southern Star
17833 | City Utilities of Springfield - (MO) | 2162 | Main Street (MO) | 400 N. Main | Sprinfield | MO | 65806 | Greene | 37.2094 | -93.2967 | SPP | MISO | Midcontinent Independent Transmission System Operator, Inc.. |  | 22 | RE | 1 | Electric Utility |  | N |  | N |  | N |  | N | X |  | City Utilities of Springfield | 17833 | MO | 69
19150 | Trenton Municipal Utilities - (MO) | 2163 | Trenton Diesel | 1115 W Crowder Rd | Trenton | MO | 64683 | Grundy | 40.0661 | -93.6042 | SERC | SWPP | Southwest Power Pool | Municipality | 22 | RE | 1 | Electric Utility |  | N |  | N |  | N |  |  | X |  | Trenton Municipal Utilities | 19150 | MO | 13.2
19474 | City of Unionville - (MO) | 2164 | Unionville City of | 2221 main st. | Unionville | MO | 63565 | PUTNAM | 40.4767 | -93.01 | SERC | AECI | Associated Electric Cooperative, Inc. |  | 22 | RE | 1 | Electric Utility |  | N |  | N |  | N |  |  | X |  | City of Unionville - (MO) | 19474 | MO | 13 |  |  | USDI
19722 | City of Vandalia - (MO) | 2165 | Vandalia | 600 West State | Vandalia | MO | 63382 | Audrain | 39.2036 | -91.861 | SERC | AECI | Associated Electric Cooperative, Inc. | Municipality | 22 | RE | 1 | Electric Utility |  | N |  | N |  | N |  | N | X |  | Central Electric Power Coop - (MO) | 3242 |  | 69
19647 | USCE-Little Rock District | 2166 | Table Rock | 4600 STATE HWY 165 STE A | BRANSON | MO | 65616 | Taney | 36.597 | -93.3086 | SPP | SPA | Southwestern Power Administration | Table Rock Lake | 22 | RE | 1 | Electric Utility |  | N |  | N |  | N |  | N | X |  | Southwestern Power Administration | 17716 |  | 161
924 | Associated Electric Coop, Inc | 2167 | New Madrid | 41 St. Jude Industrial Park | New Madrid | MO | 63869 | New Madrid | 36.5147 | -89.5617 | SERC | AECI | Associated Electric Cooperative, Inc. | Mississippi River | 22 | RE | 1 | Electric Utility |  | N |  | N |  | N |  | Y | Y | OS | Associated Electric Coop, Inc | 924 |  | 345 | 500 | 161
924 | Associated Electric Coop, Inc | 2168 | Thomas Hill | 5693 Highway F | Clifton Hill | MO | 65244 | Randolph | 39.5522 | -92.6381 | SERC | AECI | Associated Electric Cooperative, Inc. | Thomas Hill Lake | 22 | RE | 1 | Electric Utility |  | N |  | N |  | N |  | Y | Y | OP | Associated Electric Coop, Inc | 924 |  | 161 | 69 | 345
3242 | Central Electric Power Coop - (MO) | 2169 | Chamois | 9321 Highway 100 | Chamois | MO | 65024 | Osage | 38.6839 | -91.7558 | SERC | AECI | Associated Electric Cooperative, Inc. | Missouri River | 22 | RE | 1 | Electric Utility |  | N |  | N |  | N |  | Y | N | OS | Central Electric Power Coop - (MO) | 3242 |  | 161 | 69
9231 | City of Independence - (MO) | 2171 | Missouri City | 22225 210 Hwy. | Missouri City | MO | 64072 | Clay | 39.2315 | -94.308 | SPP | SWPP | Southwest Power Pool | Missouri River | 22 | RE | 1 | Electric Utility |  | N |  | N |  | N |  | Y | Y | OS | Northwestern Electric Coop Inc - (OK) | 13807 | OK | 13.8
12199 | Montana-Dakota Utilities Co | 2176 | Glendive GT | 2001 North Merrill Ave. | Glendive | MT | 59330 | Dawson | 47.0539 | -104.74 | MRO | MISO | Midcontinent Independent Transmission System Operator, Inc.. |  | 22 | RE | 1 | Electric Utility |  | N |  | N |  | N |  | N | X |  | Montana-Dakota Utilities Co | 12199 | MT | 115 |  |  | WBI Energy Transmission
12199 | Montana-Dakota Utilities Co | 2177 | Miles City GT | Southeast on Leighton Blvd | Miles City | MT | 59301 | Custer | 46.4112 | -105.7953 | MRO | MISO | Midcontinent Independent Transmission System Operator, Inc.. |  | 22 | RE | 1 | Electric Utility |  | N |  | N |  | N |  | N | X |  | Montana-Dakota Utilities Co | 12199 | MT | 57 |  |  | WBI Energy Transmission
13902 | NorthWestern Energy | 2181 | Black Eagle | 336 Rainbow Dam Road | Great Falls | MT | 59404 | Cascade | 47.5213 | -111.2614 | WECC | NWMT | NorthWestern Energy (NWMT) | Missouri River | 22 | RE | 1 | Electric Utility |  | N |  | N |  | Y | 99-185-000 | N | X |  | NorthWestern Energy LLC - (MT) | 12825 | MT | 100
13902 | NorthWestern Energy | 2182 | Cochrane | 336 Rainbow Dam Road | Great Falls | MT | 59404 | CASCADE | 47.5375 | -111.195 | WECC | NWMT | NorthWestern Energy (NWMT) | Missouri River | 22 | RE | 1 | Electric Utility |  | N |  | N |  | Y | 99-185-000 | N | X |  | NorthWestern Energy LLC - (MT) | 12825 | MT | 100
13902 | NorthWestern Energy | 2185 | Hauser | 7150 Hauser Dam Road | Helena | MT | 59602 | Lewis and Clark | 46.7659 | -111.8873 | WECC | NWMT | NorthWestern Energy (NWMT) | Missouri River | 22 | RE | 1 | Electric Utility |  | N |  | N |  | Y | 99-185-000 | N | X |  | NorthWestern Energy LLC - (MT) | 12825 | MT | 69
13902 | NorthWestern Energy | 2186 | Holter | 1390 Holter Dam Road | Wolf Creek | MT | 59648 | Cascade | 46.9915 | -112.0047 | WECC | NWMT | NorthWestern Energy (NWMT) | Missouri River | 22 | RE | 1 | Electric Utility |  | N |  | N |  | Y | 99-185-000 | N | X |  | NorthWestern Energy LLC - (MT) | 12825 | MT | 100
15298 | Talen Montana LLC | 2187 | J E Corette Plant | P.O. Box 30495 | Billings | MT | 59101 | Yellowstone | 45.7756 | -108.481 | WECC | NWMT | NorthWestern Energy (NWMT) | Yellowstone River | 22 | NR | 2 | IPP Non-CHP |  | N |  | N |  | Y | 99-185-000 | Y | N | OS | NorthWestern Energy LLC - (MT) | 12825 | MT | 100 |  |  | Northwestern Energy Pipeline
13902 | NorthWestern Energy | 2188 | Kerr | 7000 Kerr Dam Road | Polson | MT | 59860 | Lake | 47.6777 | -114.2339 | WECC | NWMT | NorthWestern Energy (NWMT) | Flathead River | 22 | RE | 1 | Electric Utility |  | N |  | N |  | Y | 99-185-000 | N | X |  | NorthWestern Energy LLC - (MT) | 12825 | MT | 161 | 115
13902 | NorthWestern Energy | 2190 | Milltown | Interstate 90 (is the closest) | East Missoula | MT | 59870 | Missoula | 46.8697 | -113.8781 | WECC | NWMT | NorthWestern Energy (NWMT) | Clark Fork River | 22 | RE | 1 | Electric Utility |  | N |  | N |  | N |  | N | X |  | NorthWestern Corporation | 12825 | MT | 0
13902 | NorthWestern Energy | 2191 | Morony | 336 Rainbow Dam Road | Great Falls | MT | 59404 | Cascade | 47.5817 | -111.0609 | WECC | NWMT | NorthWestern Energy (NWMT) | Missouri River | 22 | RE | 1 | Electric Utility |  | N |  | N |  | Y | 99-185-000 | N | X |  | NorthWestern Energy LLC - (MT) | 12825 | MT | 100
13902 | NorthWestern Energy | 2192 | Mystic | 2065 W. Rosebud Road | Fishtail | MT | 59028 | Stillwater | 45.2257 | -109.7625 | WECC | NWMT | NorthWestern Energy (NWMT) | Mystic Lake | 22 | RE | 1 | Electric Utility |  | N |  | N |  | Y | 99-185-000 | N | X |  | NorthWestern Energy LLC - (MT) | 12825 | MT | 50
13902 | NorthWestern Energy | 2193 | Rainbow (MT) | 336 Rainbow Dam Road | Great Falls | MT | 59404 | Cascade | 47.5344 | -111.2045 | WECC | NWMT | NorthWestern Energy (NWMT) | Missouri River | 22 | RE | 1 | Electric Utility |  | N |  | N |  | Y | 99-185-000 | N | X |  | NorthWestern Energy LLC - (MT) | 12825 | MT | 100
13902 | NorthWestern Energy | 2194 | Ryan | 336 Rainbow Dam Road | Great Falls | MT | 59404 | Cascade | 47.5699 | -111.1225 | WECC | NWMT | NorthWestern Energy (NWMT) | Missouri River | 22 | RE | 1 | Electric Utility |  | N |  | N |  | Y | 99-185-000 | N | X |  | NorthWestern Energy LLC - (MT) | 12825 | MT | 100
13902 | NorthWestern Energy | 2195 | Thompson Falls | 1610 Maiden Lane | Thompson Falls | MT | 59873 | Sanders | 47.5932 | -115.3582 | WECC | NWMT | NorthWestern Energy (NWMT) | Clark Fork River | 22 | RE | 1 | Electric Utility |  | N |  | N |  | Y | 99-185-000 | N | X |  | NorthWestern Energy LLC - (MT) | 12825 | MT | 115
13902 | NorthWestern Energy | 2196 | Old Faithful | Old Faithful | Yellowstone | WY | 82190 | Teton | 44.4533 | -110.8347 | WECC | NWMT | NorthWestern Energy (NWMT) |  | 22 | RE | 1 | Electric Utility |  | N |  | N |  | N |  | N | X |  | NorthWestern Energy LLC - (MT) | 12825 | WY | 50
20169 | Avista Corp | 2199 | Noxon Rapids | 84 Avista Power Road | Noxon | MT | 59853 | Sanders | 47.9539 | -115.7336 | WECC | AVA | Avista Corporation | Clark Fork River | 22 | RE | 1 | Electric Utility |  | N |  | N |  | N |  | N | X |  | Avista Corp | 20169 | MT | 230
2518 | U S Bureau of Reclamation | 2203 | Hungry Horse | n/a | Columbia Falls | MT | 59919 | Flathead | 48.3415 | -114.0144 | WECC | BPAT | Bonneville Power Administration | South Fork Flathead River | 22 | RE | 1 | Electric Utility |  | N |  | N |  | N |  |  | X |  | Bonneville Power Administration | 1738 | MT | 230
2518 | U S Bureau of Reclamation | 2204 | Yellowtail | n/a | Hardin | MT | 59034 | Big Horn | 45.3074 | -107.9575 | WECC | WAUW | Western Area Power Administration UGP West | Bighorn River | 22 | RE | 1 | Electric Utility |  | N |  | N |  | N |  |  | X |  | WAPA-- Western Area Power Administration | 27000 | MT | 230
695 | City of Ansley - (NE) | 2214 | Ansley | 909 Division Street | Ansley | NE | 68814 | Custer | 41.2892 | -99.3863 | MRO | SWPP | Southwest Power Pool | Municipality | 22 | RE | 1 | Electric Utility |  | N |  | N |  | N |  | N | X |  | Custer Public Power District | 4671 | NE | 2.4 |  |  | SourceGas
993 | Auburn Board of Public Works | 2215 | Auburn | 1517 16th Street | Auburn | NE | 68305 | Nemaha | 40.3883 | -95.8464 | MRO | SWPP | Southwest Power Pool | Wells (Municipal Wells) | 22 | RE | 1 | Electric Utility |  | N |  | N |  | N |  |  | X |  | Omaha Public Power District | 14127 | NE | 69 |  |  | BLACK HILLS
871 | Village of Arnold - (NE) | 2216 | Arnold | 209 West 1st. | Arnold | NE | 69120 | CUSTER | 41.4219 | -100.1956 | MRO | SWPP | Southwest Power Pool | Municipality Wells | 22 | RE | 1 | Electric Utility |  | N |  | N |  | N |  |  | X |  | Custer Public Power District | 4671 | NE | 216
1435 | City of Beaver City - (NE) | 2217 | Beaver City | PO Box 185 | Beaver City | NE | 68926 | Furnas | 40.1303 | -99.8278 | MRO | SWPP | Southwest Power Pool | Wells | 22 | RE | 1 | Electric Utility |  | N |  | N |  | N |  | N | X |  | City of Beaver City - (NE) | 1435 | NE | 4.1 |  |  | Source Gas
2277 | City of Broken Bow - (NE) | 2221 | Broken Bow | 145 South 8th Ave | Broken Bow | NE | 68822 | Custer | 41.4031 | -99.6392 | MRO | SWPP | Southwest Power Pool |  | 22 | RE | 1 | Electric Utility |  | N |  | N |  | N |  | N | X |  | Nebraska Public Power District | 13337 | NE | 69 |  |  | Tallgrass Interstate GT, LLC
2609 | City of Burwell - (NE) | 2222 | Burwell | 834 H St | Burwell | NE | 68823 | Garfield | 41.7803 | -99.1361 | MRO | SWPP | Southwest Power Pool | Wells | 22 | RE | 1 | Electric Utility |  | N |  | N |  | N |  |  | X |  | Nebraska Public Power District | 13337 | NE | 34.5
2888 | City of Cambridge - (NE) | 2223 | Cambridge | 421 Nasby Street | Cambridge | NE | 69022 | Furnas | 40.2862 | -100.1768 | MRO | SWPP | Southwest Power Pool | Municipality | 22 | RE | 1 | Electric Utility |  | N |  | N |  | N |  |  | X |  | Twin Valleys Public Power Dist | 20456 | NE | 69
2931 | Village of Campbell - (NE) | 2225 | Campbell Village | South Railway Street | Campbell | NE | 68932 | Franklin | 40.3717 | -98.7236 | MRO | SWPP | Southwest Power Pool | Groundwater | 22 | RE | 1 | Electric Utility |  | N |  | N |  | N |  | N | X |  | Village of Campbell - (NE) | 2931 | NE | 2.4
13337 | Nebraska Public Power District | 2226 | Canaday | 74965 Rd 435 | Lexington | NE | 68850 | Gosper | 40.6942 | -99.7011 | MRO | SWPP | Southwest Power Pool | Tri-County Supply Canal | 22 | RE | 1 | Electric Utility |  | N |  | N |  | N |  | N | X |  | Nebraska Public Power District | 13337 | NE | 115 |  |  | Tall Grass Interstate Gas Transmission LLC
3271 | Central Nebraska Pub P&I Dist | 2227 | Jeffrey | 19420 S. Brady-Moorefield Road | Brady | NE | 69123 | Lincoln | 40.9594 | -100.3979 | MRO | SWPP | Southwest Power Pool | Platte River | 22 | RE | 1 | Electric Utility |  | N |  | N |  | N |  | N | X |  | Nebraska Public Power District | 13337 | NE | 115 | 34.5
3271 | Central Nebraska Pub P&I Dist | 2228 | Johnson 1 | 42874 Johnson Lake Drive 29 | Elwood | NE | 68937 | Gosper | 40.6936 | -99.8178 | MRO | SWPP | Southwest Power Pool | Platte River | 22 | RE | 1 | Electric Utility |  | N |  | N |  | N |  | N | X |  | Nebraska Public Power District | 13337 | NE | 115
3271 | Central Nebraska Pub P&I Dist | 2229 | Johnson 2 | 43282 Road 749 | Lexington | NE | 68850 | Gosper | 40.6839 | -99.7447 | MRO | SWPP | Southwest Power Pool | Platte River | 22 | RE | 1 | Electric Utility |  | N |  | N |  | N |  | N | X |  | Nebraska Public Power District | 13337 | NE | 115
3373 | City of Chappell - (NE) | 2230 | Chappell | 757 Second St | Chappell | NE | 69129 | Deuel | 41.1056 | -102.4703 | MRO | SWPP | Southwest Power Pool | Municipality | 22 | RE | 1 | Electric Utility |  | N |  | N |  | N |  |  | X |  | City of Chappell - (NE) | 3373 | NE | 2.4
4527 | City of Crete | 2231 | Crete | 243 East 13th Street | Crete | NE | 68333 | Saline | 40.6253 | -96.9601 | MRO | SWPP | Southwest Power Pool | Municipality | 22 | RE | 1 | Electric Utility |  | N |  | N |  | N |  |  | X |  | City of Crete | 4527 | NE | 14 |  |  | Black Hills
4661 | City of Curtis - (NE) | 2232 | Curtis | 310 Center Avenue | Curtis | NE | 69025 | FRONTIER | 40.6325 | -100.5147 | MRO | SWPP | Southwest Power Pool | Municipality/ Wells | 22 | RE | 1 | Electric Utility |  | N |  | N |  | N |  |  | X |  | City of Curtis - (NE) | 4661 | NE | 12.5 |  |  | Source Gad
4836 | City of David City | 2233 | David City | 402 5th St | David City | NE | 68632 | Butler | 41.2547 | -97.1192 | MRO | SWPP | Southwest Power Pool | Wells | 22 | RE | 1 | Electric Utility |  | N |  | N |  | N |  | N | X |  | Butler Public Power District - (NE) | 2643 | NE | 34.5 |  |  | Black Hills Energy
5097 | City of Deshler - (NE) | 2234 | Deshler | 305 E Bryson | Deshler | NE | 68340 | Thayer | 40.1408 | -97.7239 | SPP | SWPP | Southwest Power Pool | Wells | 22 | RE | 1 | Electric Utility |  | N |  | N |  | N |  |  | X |  | Norris Public Power District | 13664 | NE | 34.5
5850 | City of Emerson - (NE) | 2235 | Emerson | 300 West Front Street | Emerson | NE | 68733 | Dixon | 42.276 | -96.7292 | MRO | SWPP | Southwest Power Pool | Municipality | 22 | RE | 1 | Electric Utility |  | N |  | N |  | N |  | N | X |  | City of Emerson - (NE) | 5850 | NE | 24 |  |  | Black Hills Energy
6132 | City of Fairbury | 2236 | Fairbury | 305 B Street | Fairbury | NE | 68352 | Jefferson | 40.1339 | -97.1843 | MRO | SWPP | Southwest Power Pool | Little Blue River | 22 | RE | 1 | Electric Utility |  | N |  | N |  | N |  |  | X |  | City of Fairbury | 6132 | NE | 34.5 |  |  | Northern Natural Gas
6175 | City of Falls City - (NE) | 2237 | Falls City | South Crook Street | Falls City | NE | 68355 | Richardson | 40.055 | -95.6083 | MRO | SWPP | Southwest Power Pool | Municipality | 22 | RE | 1 | Electric Utility |  | N |  | N |  | N |  | N | X |  | City of Falls City - (NE) | 6175 | NE | 69 |  |  | Southern Star
6723 | City of Franklin - (NE) | 2238 | Franklin (NE) | 619 15th Ave | Franklin | NE | 68939 | Franklin | 40.0892 | -98.9508 | MRO | SWPP | Southwest Power Pool |  | 22 | RE | 1 | Electric Utility |  | N |  | N |  | N |  | N | X |  | City of Franklin - (NE) | 6723 | NE | 2.4 |  |  | source gas
6779 | City of Fremont - (NE) | 2240 | Lon Wright | 2701 East 1st Street | Fremont | NE | 68025 | Dodge | 41.4281 | -96.4623 | MRO | SWPP | Southwest Power Pool | Wells | 22 | RE | 1 | Electric Utility |  | N |  | N |  | N |  | Y | Y | OP | City of Fremont - (NE) | 6779 | NE | 69 |  |  | Northern Natural
40606 | City of Grand Island - (NE) | 2241 | C W Burdick | 805 E Bischeld | Grand Island | NE | 68801 | Hall | 40.9228 | -98.3269 | MRO | SWPP | Southwest Power Pool | Wells | 22 | RE | 1 | Electric Utility |  | N |  | N |  | N |  | N | X |  | City of Grand Island - (NE) | 40606 | NE | 115 |  |  | Tallgrass
8245 | City of Hastings - (NE) | 2243 | Don Henry | 100 N. Marian Rd. | Hastings | NE | 68902 | Adams | 40.5832 | -98.4201 | MRO | SWPP | Southwest Power Pool |  | 22 | RE | 1 | Electric Utility |  | N |  | N |  | N |  | N | X |  | City of Hastings - (NE) | 8245 | NE | 115 | 34.5 |  | Tallgrass Interstate Gas Transmission
8245 | City of Hastings - (NE) | 2244 | North Denver | 1228 N. Denver | Hastings | NE | 68902 | Adams | 40.5988 | -98.3886 | MRO | SWPP | Southwest Power Pool | Wells | 22 | RE | 1 | Electric Utility |  | N |  | N |  | N |  | N | X |  | City of Hastings - (NE) | 8245 | NE | 115 | 34.5 |  | Tallgrass Interstate Gas Transmission
10260 | City of Kimball - (NE) | 2248 | Kimball | 223 South Chestnut Street | Kimball | NE | 69145 | Kimball | 41.2382 | -103.6667 | MRO | SWPP | Southwest Power Pool | Municipality | 22 | RE | 1 | Electric Utility |  | N |  | N |  | N |  | N | X |  | WAPA-- Western Area Power Administration | 27000 | NE | 115 |  |  | SOURCE GAS
10760 | City of Laurel - (NE) | 2249 | Laurel | 101 W. 2nd St. | Laurel | NE | 68745 | Cedar | 42.4305 | -97.0908 | MRO | SWPP | Southwest Power Pool |  | 22 | RE | 1 | Electric Utility |  | N |  | N |  | N |  |  | X |  | Cedar-Knox Public Power Dist | 3205 | NE | 2.4 |  |  | Northern Natural Gas
11018 | Lincoln Electric System | 2250 | J Street | 725 J Street | Lincoln | NE | 68508 | Lancaster | 40.8079 | -96.7107 | MRO | SWPP | Southwest Power Pool | Municipality | 22 | RE | 1 | Electric Utility |  | N |  | N |  | N |  | N | X |  | Lincoln Electric System | 11018 | NE | 34.5 |  |  | Black Hills Distribution System
11372 | City of Lyons - (NE) | 2253 | Lyons | 355 Main St | Lyons | NE | 68038 | Burt | 41.9374 | -96.4668 | MRO | SWPP | Southwest Power Pool | Wells | 22 | RE | 1 | Electric Utility |  | N |  | N |  | N |  | N | X |  | Burt County Public Power Dist | 2599 | NE | 34.5 |  |  | City of Lyons Municipal Gas
13334 | City of Nebraska City | 2255 | Nebraska City # 1 | 404 N 1st St | Nebraska | NE | 68410 | Otoe | 40.6806 | -95.8475 | MRO | SWPP | Southwest Power Pool | Municipality | 22 | RE | 1 | Electric Utility |  | N |  | N |  | N |  |  | X |  | Omaha Public Power District | 14127 | NE | 69 |  |  | Natural Gas Pipeline Company of America
13334 | City of Nebraska City | 2256 | Syracuse # 2 | Hwy 2 & Hwy 50 | Syracuse | NE | 68446 | Otoe | 40.6756 | -96.1778 | MRO | SWPP | Southwest Power Pool | Wells | 22 | RE | 1 | Electric Utility |  | N |  | N |  | N |  |  | X |  | Omaha Public Power District | 14127 | NE | 69 |  |  | Natural Gas Pipeline Company of America
11251 | Loup River Public Power Dist | 2260 | Columbus | 4757 3rd Ave | Columbus | NE | 68601 | Platte | 41.4639 | -97.3283 | MRO | SWPP | Southwest Power Pool | Loup River Canal | 22 | RE | 1 | Electric Utility |  | N |  | N |  | N |  | N | X |  | Nebraska Public Power District | 13337 | NE | 115
13337 | Nebraska Public Power District | 2265 | Hallam | 4500 West Pella Rd | Hallam | NE | 68368 | Lancaster | 40.5589 | -96.7847 | MRO | SWPP | Southwest Power Pool |  | 22 | RE | 1 | Electric Utility |  | N |  | N |  | N |  | N | X |  | Nebraska Public Power District | 13337 | NE | 115 |  |  | Northern Natural Gas Company
13337 | Nebraska Public Power District | 2266 | Hebron | Highway 81 | Hebron | NE | 68370 | Thayer | 40.1879 | -97.5779 | MRO | SWPP | Southwest Power Pool |  | 22 | RE | 1 | Electric Utility |  | N |  | N |  | N |  |  | X |  | Nebraska Public Power District | 13337 | NE | 115
13337 | Nebraska Public Power District | 2268 | Kearney | 1502 E 27th St | Kearney | NE | 68847 | Buffalo | 40.7035 | -99.1008 | MRO | SWPP | Southwest Power Pool | Platte River | 22 | RE | 1 | Electric Utility |  | N |  | N |  | N |  |  | X |  | Nebraska Public Power District | 13337 | NE | 12.5
13337 | Nebraska Public Power District | 2271 | McCook | 1901 North Hwy 83 | McCook | NE | 69001 | Red Willow | 40.2214 | -100.6508 | MRO | SWPP | Southwest Power Pool |  | 22 | RE | 1 | Electric Utility |  | N |  | N |  | N |  |  | X |  | Nebraska Public Power District | 13337 | NE | 115
11251 | Loup River Public Power Dist | 2273 | Monroe (NE) | 37718 253rd St | Monroe | NE | 68647 | Platte | 41.4872 | -97.6078 | MRO | SWPP | Southwest Power Pool | Loup River Canal | 22 | RE | 1 | Electric Utility |  | N |  | N |  | N |  | N | X |  | Loup River Public Power Dist | 11251 | NE | 34.5
13337 | Nebraska Public Power District | 2274 | North Platte | 402 E State Farm Rd | North Platte | NE | 69101 | Lincoln | 41.0864 | -100.7594 | MRO | SWPP | Southwest Power Pool | Platte River | 22 | RE | 1 | Electric Utility |  | N |  | N |  | N |  |  | X |  | Nebraska Public Power District | 13337 | NE | 115
13337 | Nebraska Public Power District | 2277 | Sheldon | 4500 West Pella Rd | Hallam | NE | 68368 | Lancaster | 40.5589 | -96.7847 | MRO | SWPP | Southwest Power Pool | Wells | 22 | RE | 1 | Electric Utility |  | N |  | N |  | N |  | Y | Y | OP | Nebraska Public Power District | 13337 | NE | 115 |  |  | Northern Natural Gas Company
13337 | Nebraska Public Power District | 2278 | Spencer Hydro | 89566 492nd Ave | Spencer | NE | 68777 | Boyd | 42.8093 | -98.6563 | MRO | SWPP | Southwest Power Pool | Niobrara River | 22 | RE | 1 | Electric Utility |  | N |  | N |  | N |  |  | X |  | Nebraska Public Power District | 13337 | NE | 34.5
14127 | Omaha Public Power District | 2289 | Fort Calhoun | 9750 Power Lane | Blair | NE | 68008 | Washington | 41.5205 | -96.0775 | MRO | SWPP | Southwest Power Pool | Missouri River | 22 | RE | 1 | Electric Utility |  | N |  | N |  | N |  | N | X |  | Omaha Public Power District | 14127 | NE | 345
14127 | Omaha Public Power District | 2290 | Jones Street | 505 Marcy Street | Omaha | NE | 68108 | Douglas | 41.2515 | -95.9227 | MRO | SWPP | Southwest Power Pool |  | 22 | RE | 1 | Electric Utility |  | N |  | N |  | N |  | N | X |  | Omaha Public Power District | 14127 | NE | 69
14127 | Omaha Public Power District | 2291 | North Omaha | 7475 Pershing Drive | Omaha | NE | 68112 | Douglas | 41.3291 | -95.9447 | MRO | SWPP | Southwest Power Pool | Missouri River | 22 | RE | 1 | Electric Utility |  | N |  | N |  | N |  | Y | Y | OP | Omaha Public Power District | 14127 | NE | 161 |  |  | Metropolitan Utilities District
14127 | Omaha Public Power District | 2292 | Sarpy County | 8906 S. 35th Street | Bellevue | NE | 68147 | Sarpy | 41.1706 | -95.9706 | MRO | SWPP | Southwest Power Pool |  | 22 | RE | 1 | Electric Utility |  | N |  | N |  | N |  |  | X |  | Omaha Public Power District | 14127 | NE | 161 |  |  | Metropolitan Utilities District
14172 | City of Ord - (NE) | 2294 | Ord | 201 S. 17th St | Ord | NE | 68862 | Valley | 41.6042 | -98.9261 | MRO | SWPP | Southwest Power Pool | Municipality | 22 | RE | 1 | Electric Utility |  | N |  | N |  | N |  |  | X |  | City of Ord - (NE) | 14172 | NE | 34.5 |  |  | Tall Grass Interstate Transmission LLC
14277 | Village of Oxford - (NE) | 2295 | Oxford (NE) | 315 Odell | Oxford | NE | 68967 | Furnas | 40.2581 | -99.6108 | MRO | SWPP | Southwest Power Pool | Municipality | 22 | RE | 1 | Electric Utility |  | N |  | N |  | N |  |  | X |  | Twin Valleys Public Power Dist | 20456 | NE | 69 |  |  | Source Gas
14656 | City of Pender - (NE) | 2296 | Pender | 416 Main Street | Pender | NE | 68047 | Thurston | 42.1147 | -96.7054 | MRO | SWPP | Southwest Power Pool |  | 22 | RE | 1 | Electric Utility |  | N |  | N |  | N |  | N | X |  | City of Pender - (NE) | 14656 | NE | 12.47 | 34.5 |  | Northern Natural Gas
15132 | City of Plainview - (NE) | 2297 | Plainview Muncipal Power | 209 West Locust | Plainview | NE | 68769 | Pierce | 42.35 | -97.7906 | MRO | SWPP | Southwest Power Pool | City Well | 22 | RE | 1 | Electric Utility |  | N |  | N |  | N |  |  | X |  | North Central Public Pwr Dist | 13698 | NE | 69
15773 | City of Red Cloud - (NE) | 2299 | Red Cloud | 540 N Webster | Red Cloud | NE | 68970 | Webster | 40.098 | -98.519 | MRO | SWPP | Southwest Power Pool | Municipality | 22 | RE | 1 | Electric Utility |  | N |  | N |  | N |  |  | X |  | City of Red Cloud - (NE) | 15773 | NE | 13.8 |  |  | Unknown at this time.
16667 | City of Sargent - (NE) | 2300 | Sargent | 107 N 2nd St | Sargent | NE | 68874 | Custer | 41.6392 | -99.3742 | MRO | SWPP | Southwest Power Pool |  | 22 | RE | 1 | Electric Utility |  | N |  | N |  | N |  |  | X |  | City of Sargent - (NE) | 16667 | NE | 115 |  |  | This information is currently unavailable.
17149 | City of Sidney - (NE) | 2302 | Sidney (NE) | 801 11th Avenue | Sidney | NE | 69162 | Cheyenne | 41.1456 | -102.9778 | MRO | SWPP | Southwest Power Pool | Municipality Wells | 22 | RE | 1 | Electric Utility |  | N |  | N |  | N |  |  | X |  | Nebraska Public Power District | 13337 | NE | 115 |  |  | Unknown at this time
17727 | Village of Spalding - (NE) | 2303 | Spalding | 3/4m. s. of Village of Spaldin | Spalding | NE | 68665 | GREELEY | 41.6814 | -98.3676 | MRO | SWPP | Southwest Power Pool | Cedar River | 22 | RE | 1 | Electric Utility |  | N |  | N |  | N |  | N | X |  | Village of Spalding - (NE) | 17727 | NE | 4.2
18230 | City of Stuart - (NE) | 2305 | Stuart (NE) | 111 W 2nd Street | Stuart | NE | 68780 | Holt | 42.5714 | -99.1394 | MRO | SWPP | Southwest Power Pool | Municipality | 22 | RE | 1 | Electric Utility |  | N |  | N |  | N |  |  | X |  | City of Stuart - (NE) | 18230 | NE | 2.4 |  |  | Tallgrass
18525 | City of Tecumseh | 2308 | Tecumseh | 609 Clay Street | Tecumseh | NE | 68450 | JOHNSON | 40.3664 | -96.19 | MRO | SWPP | Southwest Power Pool | Wells | 22 | RE | 1 | Electric Utility |  | N |  | N |  | N |  | N | X |  | City of Tecumseh | 18525 | NE | 69 |  |  | Black Hills Energy
19968 | City of Wahoo - (NE) | 2310 | Wahoo | 700 East 7th St. | Wahoo | NE | 68066 | Saunders | 41.2118 | -96.6115 | MRO | SWPP | Southwest Power Pool | Wells | 22 | RE | 1 | Electric Utility |  | N |  | N |  | N |  | N | X |  | Nebraska Public Power District | 13337 | NE | 34.5 |  |  | Northern Natural
19980 | City of Wakefield - (NE) | 2311 | Wakefield | 303 Oak Street | Wakefield | NE | 68784 | Dixon | 42.2691 | -96.8621 | MRO | SWPP | Southwest Power Pool | Municipality | 22 | RE | 1 | Electric Utility |  | N |  | N |  | N |  | N | X |  | Nebraska Public Power District | 13337 | NE | 69 |  |  | Black Hills Energy
20219 | City of Wayne | 2312 | Wayne IC | 306 Pearl St. | Wayne | NE | 68787 | Wayne | 42.2278 | -97.0183 | MRO | SWPP | Southwest Power Pool | Municipal Water | 22 | RE | 1 | Electric Utility |  | N |  | N |  | N |  | N | X |  | City of Wayne | 20219 | NE | 69
20397 | City of West Point - (NE) | 2313 | West Point Municipal | 605N Mill Street | West Point | NE | 68788 | Cuming | 41.8449 | -96.7134 | MRO | SWPP | Southwest Power Pool | Municipality | 22 | RE | 1 | Electric Utility |  | N |  | N |  | N |  | N | X |  | City of West Point - (NE) | 20397 | NE | 4.16 |  |  | Black Hills Energy
20632 | City of Wilber | 2315 | Wilber | 412 S. Main | Wilber | NE | 68465 | Saline | 40.4797 | -96.9604 | MRO | SWPP | Southwest Power Pool | Municipality | 22 | RE | 1 | Electric Utility |  | N |  | N |  | N |  |  | X |  | Norris Public Power District | 13664 | NE | 34.5
20880 | City of Wisner | 2316 | Wisner | 1115 Ave. E. | Wisner | NE | 68791 | Cuming | 41.9903 | -96.9203 | MRO | SWPP | Southwest Power Pool |  | 22 | RE | 1 | Electric Utility |  | N |  | N |  | N |  |  | X |  | City of Wisner | 20880 | NE | 4.16
13407 | Nevada Power Co | 2322 | Clark (NVE) | 5640 Stephanie Street | Las Vegas | NV | 89122 | Clark | 36.0875 | -115.0507 | WECC | NEVP | Nevada Power Company | Municipality | 22 | RE | 1 | Electric Utility |  | N |  | N |  | N |  |  | X |  | Nevada Power Co | 13407 | NV | 230 |  |  | Southwest Gas
13407 | Nevada Power Co | 2324 | Reid Gardner | I-15, Exit 88 Hidden Valley Rd | Moapa | NV | 89025 | Clark | 36.6573 | -114.6333 | WECC | NEVP | Nevada Power Company | Wells/Muddy River | 22 | RE | 1 | Electric Utility |  | N |  | N |  | N |  | N | X |  | Nevada Power Co | 13407 | NV | 230 |  |  | Kern River
13407 | Nevada Power Co | 2326 | Sunrise | 6300 Vegas Valley Road | Las Vegas | NV | 89122 | Clark | 36.1384 | -115.036 | WECC | NEVP | Nevada Power Company | Municipality | 22 | RE | 1 | Electric Utility |  | N |  | N |  | N |  |  | X |  | Nevada Power Co | 13407 | NV | 69
17166 | Sierra Pacific Power Co | 2330 | Fort Churchill | 1000 Sierra Way | Yerington | NV | 89447 | Lyon | 39.1281 | -119.1322 | WECC | NEVP | Nevada Power Company | Wells | 22 | RE | 1 | Electric Utility |  | N |  | N |  | N |  |  | X |  | Sierra Pacific Power Co | 17166 | NV | 120 |  |  | Paiute Pipeline
17166 | Sierra Pacific Power Co | 2336 | Tracy | 191 Wunotoo road | Sparks | NV | 89434 | Storey | 39.5625 | -119.525 | WECC | NEVP | Nevada Power Company | Wells | 22 | RE | 1 | Electric Utility |  | N |  | N |  | N |  |  | X |  | Sierra Pacific Power Co | 17166 | NV | 120 |  |  | Paiute Pipeline, Tuscarora
17609 | Southern California Edison Co | 2341 | Mohave | 655 Bruce Woodbury Drive | Laughlin | NV | 89029 | Clark | 35.1458 | -114.5917 | WECC | CISO | California Independent System Operator | Colorado River | 22 | RE | 1 | Electric Utility |  | N |  | N |  | N |  | N | X |  | Southern California Edison Co | 17609 | CA | 500
50048 | TransCanada Hydro Northeast Inc., | 2349 | Comerford | Route 135 | Monroe | NH | 3771 | Grafton | 44.3251 | -72.001 | NPCC | ISNE | ISO New England Inc. | Connecticut River | 22 | NR | 2 | IPP Non-CHP |  | N |  | N |  | Y | 98-91-000 | N | X |  | Town of Littleton - (NH) | 11196 | NH | 230
50048 | TransCanada Hydro Northeast Inc., | 2351 | S C Moore | Route 18 | Littleton | NH | 3561 | Grafton | 44.3356 | -71.8742 | NPCC | ISNE | ISO New England Inc. | Connecticut River | 22 | NR | 2 | IPP Non-CHP |  | N |  | N |  | Y | 98-91-000 | N | X |  | New Hampshire Elec Coop Inc | 13441 | NH | 230
50048 | TransCanada Hydro Northeast Inc., | 2352 | Vernon Dam | Governor Hunt Road | Vernon | VT | 5354 | Windham | 42.7717 | -72.5146 | NPCC | ISNE | ISO New England Inc. | Connecticut River | 22 | NR | 2 | IPP Non-CHP |  | N |  | N |  | Y | 98-91-000 | N | X |  | New England Power Company | 13433 |  | 69
50048 | TransCanada Hydro Northeast Inc., | 2353 | Wilder | Passumpsic Ave | Hartford | VT | 5047 | Windsor | 43.6679 | -72.3036 | NPCC | ISNE | ISO New England Inc. | Connecticut River | 22 | NR | 2 | IPP Non-CHP |  | N |  | N |  | Y | 98-91-000 | N | X |  | Green Mountain Power Corp | 7601 | VT | 115
15472 | Public Service Co of NH | 2354 | Amoskeag | Fletcher St. | Manchester | NH | 3102 | Hillsborough | 43.0022 | -71.4721 | NPCC | ISNE | ISO New England Inc. | Merrimack River | 22 | RE | 1 | Electric Utility |  | N |  | N |  | N |  | N | X |  | Public Service Co of NH | 15472 | NH | 34.5
15472 | Public Service Co of NH | 2355 | Ayers Island | 59 Ayers Island Rd. | Bristol | NH | 3222 | Grafton | 43.5978 | -71.7177 | NPCC | ISNE | ISO New England Inc. | Pemigewasset River | 22 | RE | 1 | Electric Utility |  | N |  | N |  | N |  | N | X |  | Public Service Co of NH | 15472 | NH | 34.5
15472 | Public Service Co of NH | 2356 | Eastman Falls | N. Main St. | Franklin | NH | 3235 | Merrimack | 43.4472 | -71.6579 | NPCC | ISNE | ISO New England Inc. | Pemigewasset River | 22 | RE | 1 | Electric Utility |  | N |  | N |  | N |  | N | X |  | Public Service Co of NH | 15472 | NH | 34.5
15472 | Public Service Co of NH | 2357 | Garvins Falls | Rte. 3A | Bow | NH | 3301 | Merrimack | 43.1655 | -71.5094 | NPCC | ISNE | ISO New England Inc. | Merrimack River | 22 | RE | 1 | Electric Utility |  | N |  | N |  | N |  | N | X |  | Public Service Co of NH | 15472 | NH | 34.5
15472 | Public Service Co of NH | 2358 | Gorham | Off Route 2 | Gorham | NH | 3581 | Coos | 44.4083 | -71.1954 | NPCC | ISNE | ISO New England Inc. | Androscoggin River | 22 | RE | 1 | Electric Utility |  | N |  | N |  | N |  | N | X |  | Public Service Co of NH | 15472 | NH | 34.5
15472 | Public Service Co of NH | 2359 | Hooksett | 17 Merrimack St. | Hooksett | NH | 3106 | Merrimack | 43.1017 | -71.4657 | NPCC | ISNE | ISO New England Inc. | Merrimack River | 22 | RE | 1 | Electric Utility |  | N |  | N |  | N |  | N | X |  | Public Service Co of NH | 15472 | NH | 34.5
15472 | Public Service Co of NH | 2360 | Jackman | Sawmill Rd. Rte. 9 | Hillsborough | NH | 3244 | Hillsborough | 43.1106 | -71.9489 | NPCC | ISNE | ISO New England Inc. | North Branch Contoocook River | 22 | RE | 1 | Electric Utility |  | N |  | N |  | N |  | N | X |  | Public Service Co of NH | 15472 | NH | 34.5
15472 | Public Service Co of NH | 2362 | Lost Nation | Lost Nation Rd. | Groveton | NH | 3852 | Coos | 44.5951 | -71.4944 | NPCC | ISNE | ISO New England Inc. |  | 22 | RE | 1 | Electric Utility |  | N |  | N |  | N |  | N | X |  | Public Service Co of NH | 15472 | NH | 34.5
15472 | Public Service Co of NH | 2364 | Merrimack | 97 River Rd. | Bow | NH | 3301 | Merrimack | 43.1411 | -71.4692 | NPCC | ISNE | ISO New England Inc. | Merrimack River | 22 | RE | 1 | Electric Utility |  | N |  | N |  | N |  | N | X |  | Public Service Co of NH | 15472 | NH | 115
15472 | Public Service Co of NH | 2367 | Schiller | 400 Gosling Rd. | Portsmouth | NH | 3801 | Rockingham | 43.0978 | -70.7842 | NPCC | ISNE | ISO New England Inc. | Piscataqua River | 22 | RE | 1 | Electric Utility |  | N |  | N |  | N |  | N | X |  | Public Service Co of NH | 15472 | NH | 115 |  |  | Martime and Northeast
15472 | Public Service Co of NH | 2368 | Smith (NH) | Glen Ave. | Berlin | NH | 3570 | Coos | 44.4695 | -71.1781 | NPCC | ISNE | ISO New England Inc. | Androscoggin River | 22 | RE | 1 | Electric Utility |  | N |  | N |  | N |  | N | X |  | Public Service Co of NH | 15472 | NH | 115
15472 | Public Service Co of NH | 2369 | White Lake | Maple Dr. | Tamworth | NH | 3886 | Carroll | 43.8478 | -71.2069 | NPCC | ISNE | ISO New England Inc. |  | 22 | RE | 1 | Electric Utility |  | N |  | N |  | N |  | N | X |  | Public Service Co of NH | 15472 | NH | 115
55768 | RC Cape May Holdings LLC | 2378 | B L England | 900 North Shore Road | Beesley's Point | NJ | 8223 | Cape May | 39.2908 | -74.6364 | RFC | PJM | PJM Interconnection, LLC | Great Egg Harbor Bay | 22 | NR | 2 | IPP Non-CHP |  | N |  | N |  | N |  | N | X |  | Atlantic City Electric Co | 963 | NJ | 138 |  |  | Proposed gas pipeline line is approved, approval is being challenged in court.
56606 | Calpine New Jersey Generation LLC | 2379 | Carlls Corner | Burlington Road | Upper Deerfield Twp | NJ | 8313 | Cumberland | 39.4547 | -75.2014 | RFC | PJM | PJM Interconnection, LLC |  | 22 | NR | 2 | IPP Non-CHP |  | N |  | N |  | Y | 03-85 |  | X |  | Atlantic City Electric Co | 963 | NJ | 69 |  |  | New Jersey Gas
56606 | Calpine New Jersey Generation LLC | 2380 | Cedar Station | Rt. 9 | Cedar Run | NJ | 8050 | Ocean | 39.6893 | -74.2618 | RFC | PJM | PJM Interconnection, LLC |  | 22 | NR | 2 | IPP Non-CHP |  | N |  | N |  | Y | 03-85 |  | X |  | Atlantic City Electric Co | 963 | NJ | 23
56606 | Calpine New Jersey Generation LLC | 2382 | Middle Station | North End of Railroad Ave | Rio Grand | NJ | 8242 | Cape May | 39.0269 | -74.8772 | RFC | PJM | PJM Interconnection, LLC |  | 22 | NR | 2 | IPP Non-CHP |  | N |  | N |  | Y | 03-85 |  | X |  | Atlantic City Electric Co | 963 | NJ | 69
56606 | Calpine New Jersey Generation LLC | 2383 | Missouri Avenue | 2129 Bacharach Blvd | Atlantic City | NJ | 8401 | Atlantic | 39.3662 | -74.4441 | RFC | PJM | PJM Interconnection, LLC |  | 22 | NR | 2 | IPP Non-CHP |  | N |  | N |  | Y | 03-85 |  | X |  | Atlantic City Electric Co | 963 | NJ | 69 |  |  | South Jersey Gas
56606 | Calpine New Jersey Generation LLC | 2384 | Deepwater | 373 North Broadway | Pennsville | NJ | 8070 | Salem | 39.6831 | -75.5083 | RFC | PJM | PJM Interconnection, LLC | Delaware River | 22 | NR | 2 | IPP Non-CHP |  | N |  | N |  | Y | 03-85 |  | X |  | Atlantic City Electric Co | 963 | DE | 138 |  |  | South Jersey Gas
17235 | NRG REMA LLC | 2385 | Werner | Main Street | South Amboy | NJ | 8879 | Middlesex | 40.4912 | -74.281 | RFC | PJM | PJM Interconnection, LLC |  | 22 | NR | 2 | IPP Non-CHP |  | N |  | N |  | Y | 00-249-000, 01-211-000 | N | X |  | Jersey Central Power & Lt Co | 9726 | NJ | 230
55951 | Exelon Nuclear | 2388 | Oyster Creek | PO Box 388 | Forked River | NJ | 8731 | Ocean | 39.8143 | -74.2062 | RFC | PJM | PJM Interconnection, LLC | Barnegat Bay | 22 | NR | 2 | IPP Non-CHP |  | N |  | N |  | N |  | N | X |  | Jersey Central Power & Lt Co | 9726 | NJ | 230
17235 | NRG REMA LLC | 2390 | Sayreville | River Road | Sayerville | NJ | 8872 | Middlesex | 40.4765 | -74.3523 | RFC | PJM | PJM Interconnection, LLC | Rariton River | 22 | NR | 2 | IPP Non-CHP |  | N |  | N |  | Y | 00-249-000, 01-211-000 | N | X |  | Jersey Central Power & Lt Co | 9726 | NJ | 230 |  |  | New Jersey Natural Gas via a 16 ? gas line
17235 | NRG REMA LLC | 2393 | Gilbert | 315 Riegelsville Rd., Rte. 627 | Milford | NJ | 8848 | Hunterdon | 40.5658 | -75.1639 | RFC | PJM | PJM Interconnection, LLC | Delaware River | 22 | NR | 2 | IPP Non-CHP |  | N |  | N |  | Y | 00-249-000, 01-211-000 | N | X |  | Jersey Central Power & Lt Co | 9726 | NJ | 230 |  |  | Elizabethtown Gas
15147 | PSEG Fossil LLC | 2397 | PSEG Bayonne Generating Station | Foot of LeFante Way | Bayonne | NJ | 7002 | Hudson | 40.6608 | -74.0853 | RFC |  |  |  | 22 | NR | 2 | IPP Non-CHP |  | N |  | N |  | Y | 00-3-000; 02-125-000 |  | X
15147 | PSEG Fossil LLC | 2398 | Bergen Generating Station | Victoria Terrace | Ridgefield | NJ | 7657 | Bergen | 40.8375 | -74.0244 | RFC | PJM | PJM Interconnection, LLC | Bergen County Utility Authorit | 22 | NR | 2 | IPP Non-CHP |  | N |  | N |  | Y | 00-003-000, 02-125-000 | N | X |  | Public Service Elec & Gas Co | 15477 | NJ | 138 |  |  | Transcontinental Gas Pipeline
15147 | PSEG Fossil LLC | 2399 | PSEG Burlington Generating Station | West Broad & Devlin Avenues | Burlington | NJ | 8016 | Burlington | 40.0766 | -74.8792 | RFC | PJM | PJM Interconnection, LLC | Delaware River | 22 | NR | 2 | IPP Non-CHP |  | N |  | N |  | Y | 00-003-000, 02-125-000 | N | X |  | Public Service Elec & Gas Co | 15477 | NJ | 138 |  |  | Transcontinental Gas Pipeline
15147 | PSEG Fossil LLC | 2400 | PSEG Edison Generating Station | 164 Silver Lake Avenue | Edison | NJ | 8817 | Middlesex | 40.4911 | -74.3956 | RFC | PJM | PJM Interconnection, LLC |  | 22 | NR | 2 | IPP Non-CHP |  | N |  | N |  | Y | 00-003-000, 02-125-000 | N | X |  | Public Service Elec & Gas Co | 15477 | NJ | 138 |  |  | Transcontinental Gas Pipeline; Texas Eastern Pipe Line
15147 | PSEG Fossil LLC | 2401 | PSEG Essex Generating Station | 155 Raymond Boulevard | Newark | NJ | 7105 | Essex | 40.7372 | -74.1206 | RFC | PJM | PJM Interconnection, LLC |  | 22 | NR | 2 | IPP Non-CHP |  | N |  | N |  | Y | 00-003-000, 02-125-000 | N | X |  | Public Service Elec & Gas Co | 15477 | NJ | 138 |  |  | Transcontinental Gas Pipeline; Texas Eastern Pipe Line
15147 | PSEG Fossil LLC | 2403 | PSEG Hudson Generating Station | Duffield and Van Keuren Avenue | Jersey City | NJ | 7306 | Hudson | 40.7478 | -74.0722 | RFC | PJM | PJM Interconnection, LLC | Hackensack River | 22 | NR | 2 | IPP Non-CHP |  | N |  | N |  | Y | 00-003-000, 02-125-000 | Y | N | OP | Public Service Elec & Gas Co | 15477 | NJ | 230 |  |  | Transcontinental Gas Pipeline; Texas Eastern Pipe Line
15147 | PSEG Fossil LLC | 2404 | PSEG Kearny Generating Station | Hackensack Avenue | Kearny | NJ | 7032 | Hudson | 40.7373 | -74.0965 | RFC | PJM | PJM Interconnection, LLC | Hackensack River | 22 | NR | 2 | IPP Non-CHP |  | N |  | N |  | Y | 00-003-000, 02-125-000 | N | X |  | Public Service Elec & Gas Co | 15477 | NJ | 138 |  |  | Transcontinental Gas Pipeline
15147 | PSEG Fossil LLC | 2406 | PSEG Linden Generating Station | Wood Avenue South | Linden | NJ | 7036 | Union | 40.6217 | -74.2072 | RFC | PJM | PJM Interconnection, LLC | Linden Roselle Sewage Authorit | 22 | NR | 2 | IPP Non-CHP |  | N |  | N |  | Y | 00-003-000, 02-125-000 | N | X |  | Public Service Elec & Gas Co | 15477 | NJ | 230 |  |  | Texas Eastern Pipeline
15147 | PSEG Fossil LLC | 2408 | PSEG Mercer Generating Station | Lamberton Road | Hamilton Township | NJ | 8611 | Mercer | 40.1792 | -74.7339 | RFC | PJM | PJM Interconnection, LLC | Delaware River | 22 | NR | 2 | IPP Non-CHP |  | N |  | N |  | Y | 00-003-000, 02-125-000 | Y | N | OP | Public Service Elec & Gas Co | 15477 | NJ | 230 |  |  | Transcontinental Gas Pipeline
15147 | PSEG Fossil LLC | 2409 | PSEG National Park Generating Station | Grove Avenue | National Park | NJ | 8063 | Gloucester | 39.86 | -75.1853 | RFC | PJM | PJM Interconnection, LLC |  | 22 | NR | 2 | IPP Non-CHP |  | N |  | N |  | Y | 00-003-000, 02-125-000 | N | X |  | Public Service Elec & Gas Co | 15477 | NJ | 26
15478 | PSEG Nuclear LLC | 2410 | PSEG Salem Generating Station | P O Box 236 End of Buttonwood | Hancocks Bridge | NJ | 8038 | Salem | 39.4625 | -75.5358 | RFC | PJM | PJM Interconnection, LLC | Delaware River | 22 | NR | 2 | IPP Non-CHP |  | N |  | N |  | Y | 00-002-000 | N | X |  | Public Service Elec & Gas Co | 15477 | NJ | 500
15147 | PSEG Fossil LLC | 2411 | PSEG Sewaren Generating Station | 751 Cliff Road | Sewaren | NJ | 7077 | Middlesex | 40.5558 | -74.2469 | RFC | PJM | PJM Interconnection, LLC | Arthur Kill River | 22 | NR | 2 | IPP Non-CHP |  | N |  | N |  | Y | 00-003-000, 02-125-000 | N | X |  | Public Service Elec & Gas Co | 15477 | NJ | 138 |  |  | Transcontinental Gas Pipeline; Texas Eastern Pipeline
19856 | City of Vineland - (NJ) | 2434 | Howard Down | 211 N West Ave. | Vineland | NJ | 8360 | Cumberland | 39.4889 | -75.0347 | RFC | PJM | PJM Interconnection, LLC | Municipality | 22 | RE | 1 | Electric Utility |  | N |  | N |  | N |  | N | X |  | City of Vineland - (NJ) | 19856 | NJ | 69 |  |  | South Jersey Gas
803 | Arizona Public Service Co | 2442 | Four Corners | End of County Rd 6675 | Fruitland | NM | 87416 | San Juan | 36.69 | -108.4814 | WECC | AZPS | Arizona Public Service Company | SAN JUAN RIVER/MORGAN LAKE | 22 | RE | 1 | Electric Utility |  | N |  | N |  | N |  | Y | Y | OP | Arizona Public Service Co | 803 | AZ | 500 |  |  | Navajo Tribal Utility Authority
5701 | El Paso Electric Co | 2444 | Rio Grande | 3501 Donaphan Street | SunLand Park | NM | 88063 | Dona Ana | 31.8047 | -106.5472 | WECC | EPE | El Paso Electric Company | Wells | 22 | RE | 1 | Electric Utility |  | N |  | N |  | N |  |  | X |  | El Paso Electric Co | 5701 | NM | 115 |  |  | Kinder Morgan (inter)
17718 | Southwestern Public Service Co | 2446 | Maddox | 9m W. of Hobbs on Hwy 62-180 | Hobbs | NM | 88240 | Lea | 32.7142 | -103.3015 | SPP | SWPP | Southwest Power Pool | Wells | 22 | RE | 1 | Electric Utility |  | N |  | N |  | N |  | N | X |  | Southwestern Public Service Co | 17718 | NM | 115 |  |  | Markwest Pinnacle
15473 | Public Service Co of NM | 2447 | Las Vegas | none available | Las Vegas | NM | 87701 | San Miguel | 35.5997 | -105.2269 | WECC | PNM | Public Service Company of New Mexico | Wells | 22 | RE | 1 | Electric Utility |  | N |  | N |  | N |  | N | X |  | Public Service Co of NM | 15473 | NM | 46
15473 | Public Service Co of NM | 2450 | Reeves | 4400 Paseo del Norte NE | Albuquerque | NM | 87113 | Bernalillo | 35.171 | -106.6019 | WECC | PNM | Public Service Company of New Mexico | Wells | 22 | RE | 1 | Electric Utility |  | N |  | N |  | N |  | N | X |  | Public Service Co of NM | 15473 | NM | 115 |  |  | Gas Company of New Mexico
15473 | Public Service Co of NM | 2451 | San Juan | 6800 County Road North | Waterflow | NM | 87421 | San Juan | 36.8006 | -108.4386 | WECC | PNM | Public Service Company of New Mexico | San Juan River | 22 | RE | 1 | Electric Utility |  | N |  | N |  | N |  | N | X |  | Public Service Co of NM | 15473 | NM | 345
17718 | Southwestern Public Service Co | 2453 | Carlsbad | 501 Musctel Drive | Carlsbad | NM | 88220 | Eddy | 32.418 | -104.2156 | SPP | SWPP | Southwest Power Pool |  | 22 | RE | 1 | Electric Utility |  | N |  | N |  | N |  | N | X |  | Southwestern Public Service Co | 17718 | NM | 69 |  |  | NM Gas Pipeline
17718 | Southwestern Public Service Co | 2454 | Cunningham | 13m W. of Hobbs on hwy 62-180 | Hobbs | NM | 88240 | Lea | 32.7131 | -103.3533 | SPP | SWPP | Southwest Power Pool | Wells | 22 | RE | 1 | Electric Utility |  | N |  | N |  | N |  | N | X |  | Southwestern Public Service Co | 17718 | NM | 230 | 115 |  | Markwest Pinnacle
6204 | City of Farmington - (NM) | 2465 | Animas | 501 McCormick School Rd. | Farmington | NM | 87401 | San Juan | 36.7251 | -108.192 | WECC | WACM | Western Area Power Administration - Rocky Mountain Region | Animas River | 22 | RE | 1 | Electric Utility |  | N |  | N |  | N |  | N | X |  | City of Farmington - (NM) | 6204 | NM | 69 |  |  | New Mexico Gas Company
17718 | Southwestern Public Service Co | 2469 | Tucumcari | P.O.Box 1086 | Tucumcari | NM | 88401 | Quay | 35.1681 | -103.7181 | SPP | SWPP | Southwest Power Pool |  | 22 | RE | 1 | Electric Utility |  | N |  | N |  | N |  | N | X |  | Southwestern Public Service Co | 17718 | TX | 115
15473 | Public Service Co of NM | 2475 | Algodones | Algodones | Algodones | NM | 87001 | Sandoval | 35.3844 | -106.4642 | WECC | PNM | Public Service Company of New Mexico | Wells | 22 | RE | 1 | Electric Utility |  | N |  | N |  | N |  | N | X |  | Public Service Co of NM | 15473 | NM | 345 |  |  | Undetermined at this time
58971 | Danskammer Energy | 2480 | Danskammer Generating Station | 994 River Road | Newsburgh | NY | 12550 | Orange | 41.5712 | -73.975 | NPCC | NYIS | New York Independent System Operator | Hudson River | 22 | NR | 2 | IPP Non-CHP |  | N |  | N |  | N |  | N | X |  | Central Hudson Gas & Elec Corp | 3249 | NY | 115 |  |  | Central Hudson
3249 | Central Hudson Gas & Elec Corp | 2481 | Dashville | Route 213 | Dashville | NY | 12471 | Ulster | 41.8217 | -74.0497 | NPCC | NYIS | New York Independent System Operator | Walkill River | 22 | RE | 1 | Electric Utility |  | N |  | N |  | N |  |  | X |  | Central Hudson Gas & Elec Corp | 3249 | NY | 69
15296 | New York Power Authority | 2483 | Neversink | 7858 Route 42 | Grahmsville | NY | 12740 | Sullivan | 41.8194 | -74.6358 | NPCC | NYIS | New York Independent System Operator | Neversink Reservoir | 22 | RE | 1 | Electric Utility |  | N |  | N |  | N |  | N | X |  | Central Hudson Gas & Elec Corp | 3249 | NY | 69
3249 | Central Hudson Gas & Elec Corp | 2485 | South Cairo | Route 32 | Cairo | NY | 12413 | Greene | 42.2913 | -73.9865 | NPCC | NYIS | New York Independent System Operator |  | 22 | RE | 1 | Electric Utility |  | N |  | N |  | N |  |  | X |  | Central Hudson Gas & Elec Corp | 3249 | NY | 69
3249 | Central Hudson Gas & Elec Corp | 2486 | Sturgeon | Coutant Road | Tillson | NY | 12486 | Ulster | 41.8482 | -74.0467 | NPCC | NYIS | New York Independent System Operator | Walkill River | 22 | RE | 1 | Electric Utility |  | N |  | N |  | N |  |  | X |  | Central Hudson Gas & Elec Corp | 3249 | NY | 69
3249 | Central Hudson Gas & Elec Corp | 2487 | West Coxsackie | Baily Street | Coxsackie | NY | 12051 | Greene | 42.3435 | -73.8353 | NPCC | NYIS | New York Independent System Operator |  | 22 | RE | 1 | Electric Utility |  | N |  | N |  | N |  |  | X |  | Central Hudson Gas & Elec Corp | 3249 | NY | 69 |  |  | Tennessee Gas Pipeline
13192 | NRG Arthur Kill Operations Inc | 2490 | Arthur Kill Generating Station | 4401 Victory Blvd | Staten Island | NY | 10314 | Richmond | 40.5916 | -74.2 | NPCC | NYIS | New York Independent System Operator | Arthur Kill | 22 | NR | 2 | IPP Non-CHP |  | N |  | N |  | Y | 99-165-000 | N | X |  | Consolidated Edison Co-NY Inc | 4226 | NY | 138 |  |  | national Grid
15296 | New York Power Authority | 2491 | Charles Poletti | 31-03 20th Ave | Astoria | NY | 11105 | Queens | 40.7764 | -73.9108 | NPCC | NYIS | New York Independent System Operator | East River | 22 | RE | 1 | Electric Utility |  | N |  | N |  | N |  | N | X |  | Consolidated Edison Co-NY Inc | 4226 | NY | 345
4226 | Consolidated Edison Co-NY Inc | 2493 | East River | 801 East 14th Street | New York | NY | 10009 | New York | 40.7281 | -73.9742 | NPCC | NYIS | New York Independent System Operator | East River | 22 | RE | 1 | Electric Utility |  | N |  | N |  | N |  | N | X |  | Consolidated Edison Co-NY Inc | 4226 | NY | 69 |  |  | Transco,Spectra
54863 | U S Power Generating Company LLC | 2494 | Gowanus Gas Turbines Generating | 420 2nd Avenue | Brooklyn | NY | 11232 | Kings | 40.6635 | -74.0051 | NPCC | NYIS | New York Independent System Operator | Municipality | 22 | NR | 2 | IPP Non-CHP |  | N |  | N |  | Y | 99-206 | N | X |  | Consolidated Edison Co-NY Inc | 4226 | NY | 138 |  |  | National Grid Transmission
4226 | Consolidated Edison Co-NY Inc | 2496 | Hudson Avenue | 1-11 Hudson Avenue | New York | NY | 11201 | Kings | 40.7052 | -73.9807 | NPCC | NYIS | New York Independent System Operator | East River | 22 | RE | 1 | Electric Utility |  | N |  | N |  | N |  |  | X |  | Consolidated Edison Co-NY Inc | 4226 | NY | 138
6027 | Entergy Nuclear Indian Point 2 | 2497 | Indian Point 2 | Broadway & Bleakley Ave | Buchanan | NY | 10511 | Westchester | 41.2706 | -73.9527 | NPCC | NYIS | New York Independent System Operator | Hudson River | 22 | NR | 2 | IPP Non-CHP |  | N |  | N |  | Y | 01-1721-000 | N | X |  | Consolidated Edison Co-NY Inc | 4226 | NY | 345
54863 | U S Power Generating Company LLC | 2499 | Narrows Gas Turbines Generating | 4 Whale Square | Brooklyn | NY | 11232 | Kings | 40.6486 | -74.0208 | NPCC | NYIS | New York Independent System Operator | Municipality | 22 | NR | 2 | IPP Non-CHP |  | N |  | N |  | Y | 99-206 |  | X |  | Consolidated Edison Co-NY Inc | 4226 | NY | 138 |  |  | National Grid Transmission
10023 | TC Ravenswood LLC | 2500 | Ravenswood | 38-54 Vernon Blvd | Long Island | NY | 11101 | Queens | 40.7592 | -73.9461 | NPCC | NYIS | New York Independent System Operator | East River | 22 | NR | 2 | IPP Non-CHP |  | N |  | N |  | Y | 99-166-000 | N | X |  | Consolidated Edison Co-NY Inc | 4226 | NY | 348 |  |  | Con Edison
4226 | Consolidated Edison Co-NY Inc | 2502 | Waterside | 700 First Avenue | New York | NY | 10017 | New York | 40.7533 | -73.9758 | NPCC | NYIS | New York Independent System Operator | East River | 22 | RE | 1 | Electric Utility |  | N |  | N |  | N |  |  | X |  | Consolidated Edison Co-NY Inc | 4226 | NY
4226 | Consolidated Edison Co-NY Inc | 2503 | 59th Street | 850 12th Avenue | New York | NY | 10019 | New York | 40.7713 | -73.9912 | NPCC | NYIS | New York Independent System Operator | Hudson River | 22 | RE | 1 | Electric Utility |  | N |  | N |  | N |  |  | X |  | Consolidated Edison Co-NY Inc | 4226 | NY | 13.8 |  |  | Transco Natural Gas Pipeline, Spectra Natural Gas Pipeline
4226 | Consolidated Edison Co-NY Inc | 2504 | 74th Street | 506 E 75th Street | New York | NY | 10021 | New York | 40.768 | -73.9515 | NPCC | NYIS | New York Independent System Operator | East River | 22 | RE | 1 | Electric Utility |  | N |  | N |  | N |  |  | X |  | Consolidated Edison Co-NY Inc | 4226 | NY | 13.8
56505 | National Grid Generation LLC | 2511 | E F Barrett | McCarthy Road | Island Park | NY | 11558 | Nassau | 40.6167 | -73.6479 | NPCC | NYIS | New York Independent System Operator | Barnum Island Channel | 22 | RE | 1 | Electric Utility |  | N |  | N |  | N |  | Y | N | OP | Long Island Power Authority | 11171 | NY | 138 |  |  | Transco
56505 | National Grid Generation LLC | 2512 | East Hampton | Cove Hollow Road | East Hampton | NY | 11937 | Suffolk | 40.9617 | -72.2103 | NPCC | NYIS | New York Independent System Operator |  | 22 | RE | 1 | Electric Utility |  | N |  | N |  | N |  |  | X |  | Long Island Power Authority | 11171 | NY | 69
56505 | National Grid Generation LLC | 2513 | Far Rockaway | Bay 24th Street | Far Rockaway | NY | 11691 | Queens | 40.6109 | -73.761 | NPCC | NYIS | New York Independent System Operator | Mott Basin | 22 | RE | 1 | Electric Utility |  | N |  | N |  | N |  |  | X |  | Long Island Power Authority | 11171 | NY | 69
56505 | National Grid Generation LLC | 2514 | Glenwood | 200 Shore Road | Glenwood Landing | NY | 11547 | Nassau | 40.8271 | -73.6475 | NPCC | NYIS | New York Independent System Operator | Hempstead Harbor | 22 | RE | 1 | Electric Utility |  | N |  | N |  | N |  |  | X |  | Long Island Power Authority | 11171 | NY | 69
56505 | National Grid Generation LLC | 2515 | Montauk | Industrial Road | Montour | NY | 11954 | Suffolk | 41.0425 | -71.9578 | NPCC | NYIS | New York Independent System Operator |  | 22 | RE | 1 | Electric Utility |  | N |  | N |  | N |  |  | X |  | Long Island Power Authority | 11171 | NY | 4
56505 | National Grid Generation LLC | 2516 | Northport | Eaton's Neck Road | Northport | NY | 11768 | Suffolk | 40.9236 | -73.3423 | NPCC | NYIS | New York Independent System Operator | Long Island Sound | 22 | RE | 1 | Electric Utility |  | N |  | N |  | N |  | Y | N | OP | Long Island Power Authority | 11171 | NY | 138 |  |  | Iroquois
56505 | National Grid Generation LLC | 2517 | Port Jefferson | Beach Street | Port Jefferson | NY | 11776 | Suffolk | 40.9497 | -73.0785 | NPCC | NYIS | New York Independent System Operator | Long Island Sound | 22 | RE | 1 | Electric Utility |  | N |  | N |  | Y | 02-22-000 | Y | N | OP | Long Island Power Authority | 11171 | NY | 138 |  |  | Iroquois
56505 | National Grid Generation LLC | 2518 | Shoreham | 1 LILCO Road | Wading River | NY | 11972 | Suffolk | 40.9616 | -72.865 | NPCC | NYIS | New York Independent System Operator |  | 22 | RE | 1 | Electric Utility |  | N |  | N |  | N |  |  | X |  | Long Island Power Authority | 11171 | NY | 138 | 69
56505 | National Grid Generation LLC | 2519 | South Hampton | David Whites Lane | Southampton | NY | 11968 | Suffolk | 40.9 | -72.382 | NPCC | NYIS | New York Independent System Operator |  | 22 | RE | 1 | Electric Utility |  | N |  | N |  | N |  |  | X |  | Long Island Power Authority | 11171 | NY | 69
56505 | National Grid Generation LLC | 2520 | Southold | Main Road | Greenport | NY | 11944 | Suffolk | 41.1059 | -72.3761 | NPCC | NYIS | New York Independent System Operator |  | 22 | RE | 1 | Electric Utility |  | N |  | N |  | N |  |  | X |  | Long Island Power Authority | 11171 | NY | 69
56505 | National Grid Generation LLC | 2521 | West Babylon | 11 Bahama Street | West Babylon | NY | 11704 | Suffolk | 40.6955 | -73.3486 | NPCC | NYIS | New York Independent System Operator |  | 22 | RE | 1 | Electric Utility |  | N |  | N |  | N |  |  | X |  | Long Island Power Authority | 11171 | NY | 69
13511 | New York State Elec & Gas Corp | 2522 | Cadyville | 59 Goddeau Rd | Town ofSchuyler Falls | NY | 12962 | CLINTON | 44.695 | -73.6219 | NPCC | NYIS | New York Independent System Operator | Saranac River | 22 | RE | 1 | Electric Utility |  | N |  | N |  | N |  | N | X |  | New York State Elec & Gas Corp | 13511 | NY | 11
25 | Greenidge Generation Holdings LLC | 2527 | Greenidge Generation LLC | 590 Plant Road | Dresden | NY | 14441 | Yates | 42.6789 | -76.9483 | NPCC | NYIS | New York Independent System Operator | Seneca Lake | 22 | NR | 2 | IPP Non-CHP |  | N |  | N |  | Y | 99-1773-000 | Y | N | OP | New York State Elec & Gas Corp | 13511 | NY | 115 |  |  | NYSEG - local distribution pipeline
13511 | New York State Elec & Gas Corp | 2528 | Harris Lake | 5930 Rt 28 N | Town of Newcomb | NY | 12847 | Essex | 43.9719 | -74.1861 | NPCC | NYIS | New York Independent System Operator |  | 22 | RE | 1 | Electric Utility |  | N |  | N |  | N |  | N | X |  | New York State Elec & Gas Corp | 13511 | NY | 2.4
13511 | New York State Elec & Gas Corp | 2530 | High Falls - Saranac NY | 202 Soper Rd | Town of Saranac | NY | 12981 | Clinton | 44.6389 | -73.7492 | NPCC | NYIS | New York Independent System Operator | Saranac River | 22 | RE | 1 | Electric Utility |  | N |  | N |  | N |  | N | X |  | New York State Elec & Gas Corp | 13511 | NY | 6.9
13511 | New York State Elec & Gas Corp | 2532 | Kent Falls | 376 Kent Falls Rd | Town of SchuylerFalls | NY | 12962 | CLINTON | 44.7053 | -73.5967 | NPCC | NYIS | New York Independent System Operator | Saranac River | 22 | RE | 1 | Electric Utility |  | N |  | N |  | N |  | N | X |  | New York State Elec & Gas Corp | 13511 | NY | 6.6
13511 | New York State Elec & Gas Corp | 2533 | Keuka | East Lake Rd | Town of Wayne | NY | 14893 | Steuben | 42.4942 | -77.1194 | NPCC | NYIS | New York Independent System Operator | Waneta -Lamoka Lakes | 22 | RE | 1 | Electric Utility |  | N |  | N |  | N |  | N | X |  | New York State Elec & Gas Corp | 13511 | NY
22125 | Cayuga Operating Company, LLC | 2535 | Cayuga Operating Company | 228 Cayuga Dr | Lansing | NY | 14882 | Tompkins | 42.6028 | -76.6336 | NPCC | NYIS | New York Independent System Operator | Cayuga Lake | 22 | NR | 2 | IPP Non-CHP |  | N |  | N |  | N |  | N | X |  | New York State Elec & Gas Corp | 13511 | NY | 115 | 34.5
14294 | PSEG Power New York Inc | 2539 | Bethlehem Energy Center | Route 144 River Road | Glenmont | NY | 12077 | Albany | 42.5942 | -73.7638 | NPCC | NYIS | New York Independent System Operator | Hudson River | 22 | NR | 2 | IPP Non-CHP |  | N |  | N |  | Y | 00-141-000 | N | X |  | Niagara Mohawk Power Corp. | 13573 | NY | 115 |  |  | Dominion Transmission, Inc.; Tennessee Gas Pipeline Company, LLC
5914 | Erie Boulevard Hydropower LP | 2540 | Allens Falls | 121 Covey Road | Parishville | NY | 13672 | St Lawrence | 44.6603 | -74.8603 | NPCC | NYIS | New York Independent System Operator | St Regis River | 22 | NR | 2 | IPP Non-CHP |  | N |  | N |  | Y | 99-156-000 | N | X |  | National Grid Generation, LLC | 26751 |  | 115
5914 | Erie Boulevard Hydropower LP | 2543 | Beardslee | 00 Saltsman Road | Little Falls | NY | 13365 | Herkimer | 43.0191 | -74.7413 | NPCC | NYIS | New York Independent System Operator | East Canada Creek | 22 | NR | 2 | IPP Non-CHP |  | N |  | N |  | Y | 99-156-000 | N | X |  | National Grid Generation, LLC | 26751 |  | 115
5914 | Erie Boulevard Hydropower LP | 2544 | Belfort | 9533 Belfort Road | Croghan | NY | 13327 | Lewis | 43.9275 | -75.3331 | NPCC | NYIS | New York Independent System Operator | Beaver River | 22 | NR | 2 | IPP Non-CHP |  | N |  | N |  | Y | 99-156-000 | N | X |  | National Grid Generation, LLC | 26751 |  | 23
5914 | Erie Boulevard Hydropower LP | 2545 | Bennetts Bridge | 2628 County Road 22 | Altmar | NY | 13302 | Oswego | 43.5317 | -75.9531 | NPCC | NYIS | New York Independent System Operator | Salmon River | 22 | NR | 2 | IPP Non-CHP |  | N |  | N |  | Y | 99-156-000 | N | X |  | National Grid Generation, LLC | 26751 |  | 115
5914 | Erie Boulevard Hydropower LP | 2546 | Black River | 27852 NYS 3 | Black River | NY | 13612 | Jefferson | 44.0001 | -75.8132 | NPCC | NYIS | New York Independent System Operator | Black River | 22 | NR | 2 | IPP Non-CHP |  | N |  | N |  | Y | 99-156-000 | N | X |  | National Grid Generation, LLC | 26751 |  | 23
5914 | Erie Boulevard Hydropower LP | 2547 | Blake | 362 Blake Falls Dam Road | Parishville | NY | 13672 | St Lawrence | 44.5065 | -74.7534 | NPCC | NYIS | New York Independent System Operator | Raquette River | 22 | NR | 2 | IPP Non-CHP |  | N |  | N |  | Y | 99-156-000 | N | X |  | National Grid Generation, LLC | 26751 |  | 115
5914 | Erie Boulevard Hydropower LP | 2548 | Browns Falls | 263 Browns Falls Road | Oswegatchie | NY | 13639 | St Lawrence | 44.2114 | -75.0594 | NPCC | NYIS | New York Independent System Operator | Oswegatchie River | 22 | NR | 2 | IPP Non-CHP |  | N |  | N |  | Y | 99-156-000 | N | X |  | National Grid Generation, LLC | 26751 |  | 115
13168 | NRG Huntley Operations Inc | 2549 | C R Huntley Generating Station | 3500 River Road | Tonawanda | NY | 14150 | Erie | 42.97 | -78.93 | NPCC | NYIS | New York Independent System Operator | Niagara River | 22 | NR | 2 | IPP Non-CHP |  | N |  | N |  | Y | 99-163-000 | Y | N | OP | National Grid Generation, LLC | 26751 |  | 230
5914 | Erie Boulevard Hydropower LP | 2550 | Chasm | 163 County Route 25 | Malone | NY | 12953 | Franklin | 44.7533 | -74.2169 | NPCC | NYIS | New York Independent System Operator | Salmon (North) River | 22 | NR | 2 | IPP Non-CHP |  | N |  | N |  | Y | 99-156-000 | N | X |  | National Grid Generation, LLC | 26751 |  | 34.5
5914 | Erie Boulevard Hydropower LP | 2551 | Colton | 6734 County Route 24 | Pierrepont | NY | 13625 | St Lawrence | 44.5839 | -74.9583 | NPCC | NYIS | New York Independent System Operator | Raquette River | 22 | NR | 2 | IPP Non-CHP |  | N |  | N |  | Y | 99-156-000 | N | X |  | National Grid Generation, LLC | 26751 |  | 115
5914 | Erie Boulevard Hydropower LP | 2552 | Deferiet | Anderson Avenue | Deferiet | NY | 13628 | Jefferson | 44.0381 | -75.6806 | NPCC | NYIS | New York Independent System Operator | Black River | 22 | NR | 2 | IPP Non-CHP |  | N |  | N |  | Y | 99-156-000 | N | X |  | National Grid Generation, LLC | 26751 |  | 23
13579 | Dunkirk Power LLC | 2554 | Dunkirk Generating Plant | 106 Point Drive North | Dunkirk | NY | 14048 | Chautauqua | 42.4915 | -79.3466 | NPCC | NYIS | New York Independent System Operator | Lake Erie | 22 | NR | 2 | IPP Non-CHP |  | N |  | N |  | Y | 99-162-000 | Y | N | OP | National Grid Generation, LLC | 26751 |  | 230 | 115
5914 | Erie Boulevard Hydropower LP | 2555 | Eagle | 9296 Adsit Trail | Croghan | NY | 13327 | Lewis | 43.9097 | -75.2008 | NPCC | NYIS | New York Independent System Operator | Beaver River | 22 | NR | 2 | IPP Non-CHP |  | N |  | N |  | Y | 99-156-000 | N | X |  | National Grid Generation, LLC | 26751 |  | 115
5914 | Erie Boulevard Hydropower LP | 2556 | Eel Weir | 87 Lee Drive | Oswegatchie | NY | 13670 | St Lawrence | 44.6384 | -75.4905 | NPCC | NYIS | New York Independent System Operator | Owegatchie River | 22 | NR | 2 | IPP Non-CHP |  | N |  | N |  | Y | 99-156-000 | N | X |  | National Grid Generation, LLC | 26751 |  | 23
5914 | Erie Boulevard Hydropower LP | 2557 | Effley | 8410 Effley Falls Road | Croghan | NY | 13327 | Lewis | 43.9228 | -75.2779 | NPCC | NYIS | New York Independent System Operator | Beaver River | 22 | NR | 2 | IPP Non-CHP |  | N |  | N |  | Y | 99-156-000 | N | X |  | National Grid Generation, LLC | 26751 |  | 23
5914 | Erie Boulevard Hydropower LP | 2559 | Elmer | 8516 Effley Falls Road | Croghan | NY | 13327 | Lewis | 43.9275 | -75.2883 | NPCC | NYIS | New York Independent System Operator | Beaver River | 22 | NR | 2 | IPP Non-CHP |  | N |  | N |  | Y | 99-156-000 | N | X |  | National Grid Generation, LLC | 26751 |  | 23
5914 | Erie Boulevard Hydropower LP | 2560 | Ephratah | 4260 State Hwy. 10 | Saint Johnsville | NY | 13339 | Fulton | 43.0092 | -74.5372 | NPCC | NYIS | New York Independent System Operator | Caroga Creek | 22 | NR | 2 | IPP Non-CHP |  | N |  | N |  | Y | 99-156-000 | N | X |  | National Grid Generation, LLC | 26751 |  | 23
5914 | Erie Boulevard Hydropower LP | 2561 | East Norfolk | 5 Island Street | Norfolk | NY | 13667 | St Lawrence | 44.7989 | -74.9856 | NPCC | NYIS | New York Independent System Operator | Raquette River | 22 | NR | 2 | IPP Non-CHP |  | N |  | N |  | Y | 99-156-000 | N | X |  | National Grid Generation, LLC | 26751 |  | 23
5914 | Erie Boulevard Hydropower LP | 2562 | Five Falls | 1686 Raquette River Road | Colton | NY | 13625 | St Lawrence | 44.5275 | -74.8492 | NPCC | NYIS | New York Independent System Operator | Raquette River | 22 | NR | 2 | IPP Non-CHP |  | N |  | N |  | Y | 99-156-000 | N | X |  | National Grid Generation, LLC | 26751 |  | 115
5914 | Erie Boulevard Hydropower LP | 2563 | Flat Rock | 3147 State Highway 3 | Fine | NY | 13639 | St Lawrence | 44.2217 | -75.0742 | NPCC | NYIS | New York Independent System Operator | Oswegatchie River | 22 | NR | 2 | IPP Non-CHP |  | N |  | N |  | Y | 99-156-000 | N | X |  | National Grid Generation, LLC | 26751 |  | 115
5914 | Erie Boulevard Hydropower LP | 2564 | Franklin (NY) | 1563 County Route 48 | Franklin | NY | 12913 | Franklin | 44.4372 | -73.9725 | NPCC | NYIS | New York Independent System Operator | Saranac River | 22 | NR | 2 | IPP Non-CHP |  | N |  | N |  | Y | 99-156-000 | N | X |  | National Grid Generation, LLC | 26751 |  | 46
5914 | Erie Boulevard Hydropower LP | 2566 | Fulton Hydro | 28 South 1st Street | Fulton | NY | 13069 | Oswego | 43.3241 | -76.419 | NPCC | NYIS | New York Independent System Operator | Oswego River | 22 | NR | 2 | IPP Non-CHP |  | N |  | N |  | Y | 99-156-000 | N | X |  | National Grid Generation, LLC | 26751 |  | 34.5
5914 | Erie Boulevard Hydropower LP | 2568 | Glenwood Hydro | 400 Erin Road | Medina | NY | 14103 | Orleans | 43.2358 | -78.3906 | NPCC | NYIS | New York Independent System Operator | Oak Orchard Creek | 22 | NR | 2 | IPP Non-CHP |  | N |  | N |  | Y | 99-156-000 | N | X |  | National Grid Generation, LLC | 26751 |  | 34.5
5914 | Erie Boulevard Hydropower LP | 2569 | Granby | 16 Foster Street | Fulton | NY | 13069 | Oswego | 43.3234 | -76.4208 | NPCC | NYIS | New York Independent System Operator | Oswego River | 22 | NR | 2 | IPP Non-CHP |  | N |  | N |  | Y | 99-156-000 | N | X |  | National Grid Generation, LLC | 26751 |  | 34.5
5914 | Erie Boulevard Hydropower LP | 2571 | Hannawa | 5849 State Route 56 | Pierrepont | NY | 13647 | St Lawrence | 44.6192 | -74.9733 | NPCC | NYIS | New York Independent System Operator | Raquette River | 22 | NR | 2 | IPP Non-CHP |  | N |  | N |  | Y | 99-156-000 | N | X |  | National Grid Generation, LLC | 26751 |  | 115
5914 | Erie Boulevard Hydropower LP | 2572 | Herrings | 36152 NYS 3 | Carthage | NY | 13619 | Jefferson | 44.0217 | -75.6511 | NPCC | NYIS | New York Independent System Operator | Black River | 22 | NR | 2 | IPP Non-CHP |  | N |  | N |  | Y | 99-156-000 | N | X |  | National Grid Generation, LLC | 26751 |  | 23
5914 | Erie Boulevard Hydropower LP | 2573 | Heuvelton | 85 Union Street | Village of Heuvelton | NY | 13654 | St Lawrence | 44.6172 | -75.4042 | NPCC | NYIS | New York Independent System Operator | Oswegatchie River | 22 | NR | 2 | IPP Non-CHP |  | N |  | N |  | Y | 99-156-000 | N | X |  | National Grid Generation, LLC | 26751 |  | 23
14240 | Oswego City of | 2574 | High Dam | 571 West First St. | Oswego | NY | 13126 | Oswego | 43.4436 | -76.4961 | NPCC | NYIS | New York Independent System Operator | Oswego River | 22 | RE | 1 | Electric Utility |  | N |  | N |  | N |  |  | X |  | Niagara Mohawk Power Corp. | 13573 | NY | 34.5
5914 | Erie Boulevard Hydropower LP | 2575 | High Falls - Croghan NY | 10116 High Falls Road | Croghan | NY | 13327 | Lewis | 43.9247 | -75.3731 | NPCC | NYIS | New York Independent System Operator | Beaver River | 22 | NR | 2 | IPP Non-CHP |  | N |  | N |  | Y | 99-156-000 | N | X |  | National Grid Generation, LLC | 26751 |  | 23
5914 | Erie Boulevard Hydropower LP | 2576 | Higley | 100 Pine Road | Colton | NY | 13625 | St Lawrence | 44.5306 | -74.9331 | NPCC | NYIS | New York Independent System Operator | Raquette River | 22 | NR | 2 | IPP Non-CHP |  | N |  | N |  | Y | 99-156-000 | N | X |  | National Grid Generation, LLC | 26751 |  | 115
5914 | Erie Boulevard Hydropower LP | 2578 | Hydraulic Race | 24 Market Street | Lockport | NY | 14094 | Niagara | 43.1709 | -78.6916 | NPCC | NYIS | New York Independent System Operator | Barge Canal | 22 | NR | 2 | IPP Non-CHP |  | N |  | N |  | Y | 99-156-000 | N | X |  | National Grid Generation, LLC | 26751 |  | 12
5914 | Erie Boulevard Hydropower LP | 2579 | Inghams | 118 Power House Road | Little Falls | NY | 13329 | Fulton | 43.061 | -74.7643 | NPCC | NYIS | New York Independent System Operator | East Canada Creek | 22 | NR | 2 | IPP Non-CHP |  | N |  | N |  | Y | 99-156-000 | N | X |  | National Grid Generation, LLC | 26751 |  | 46
5914 | Erie Boulevard Hydropower LP | 2580 | Johnsonville Dam | River Road | Johnsonville | NY | 12094 | Rensselaer | 42.9204 | -73.5089 | NPCC | NYIS | New York Independent System Operator | Hoosic River | 22 | NR | 2 | IPP Non-CHP |  | N |  | N |  | Y | 99-156-000 | N | X |  | National Grid Generation, LLC | 26751 |  | 34.5
5914 | Erie Boulevard Hydropower LP | 2581 | Kamargo | 100 Washington Street | Black River | NY | 13612 | Jefferson | 44.0117 | -75.7967 | NPCC | NYIS | New York Independent System Operator | Black River | 22 | NR | 2 | IPP Non-CHP |  | N |  | N |  | Y | 99-156-000 | N | X |  | National Grid Generation, LLC | 26751 |  | 23
5914 | Erie Boulevard Hydropower LP | 2582 | Lighthouse Hill | 2365 County Route 22 | Altmar | NY | 13302 | Oswego | 43.5241 | -75.9703 | NPCC | NYIS | New York Independent System Operator | Salmon River | 22 | NR | 2 | IPP Non-CHP |  | N |  | N |  | Y | 99-156-000 | N | X |  | National Grid Generation, LLC | 26751 |  | 115
5914 | Erie Boulevard Hydropower LP | 2583 | Macomb | 371 Cady Road | Malone | NY | 12953 | Franklin | 44.8773 | -74.3063 | NPCC | NYIS | New York Independent System Operator | Salmon (North) River | 22 | NR | 2 | IPP Non-CHP |  | N |  | N |  | Y | 99-156-000 | N | X |  | National Grid Generation, LLC | 26751 |  | 34.5
5914 | Erie Boulevard Hydropower LP | 2586 | Minetto | 2796 State Route 48 | Minetto | NY | 13126 | Oswego | 43.4003 | -76.4739 | NPCC | NYIS | New York Independent System Operator | Oswego River | 22 | NR | 2 | IPP Non-CHP |  | N |  | N |  | Y | 99-156-000 | N | X |  | National Grid Generation, LLC | 26751 |  | 34.5
5914 | Erie Boulevard Hydropower LP | 2588 | Moshier | 8691 Moshier Road | Lowville | NY | 13327 | Herkimer | 43.8719 | -75.1364 | NPCC | NYIS | New York Independent System Operator | Beaver River | 22 | NR | 2 | IPP Non-CHP |  | N |  | N |  | Y | 99-156-000 | N | X |  | National Grid Generation, LLC | 26751 |  | 115
55951 | Exelon Nuclear | 2589 | Nine Mile Point Nuclear Station | PO Box 63 | Lycoming | NY | 13093 | Oswego | 43.5211 | -76.41 | NPCC | NYIS | New York Independent System Operator | Lake Ontario | 22 | NR | 2 | IPP Non-CHP |  | N |  | N |  | Y | 02-14-000 | N | X |  | National Grid Generation, LLC | 26751 |  | 345
5914 | Erie Boulevard Hydropower LP | 2590 | Norfolk | 100D Remington Avenue | Norfolk | NY | 13667 | St Lawrence | 44.8053 | -74.9975 | NPCC | NYIS | New York Independent System Operator | Raquette River | 22 | NR | 2 | IPP Non-CHP |  | N |  | N |  | Y | 99-156-000 | N | X |  | National Grid Generation, LLC | 26751 |  | 115
5914 | Erie Boulevard Hydropower LP | 2591 | Norwood | 12 Maple Street | Norwood | NY | 13668 | St Lawrence | 44.7439 | -75.0042 | NPCC | NYIS | New York Independent System Operator | Raquette River | 22 | NR | 2 | IPP Non-CHP |  | N |  | N |  | Y | 99-156-000 | N | X |  | National Grid Generation, LLC | 26751 |  | 23
13923 | NRG Oswego Harbor Power Operations Inc | 2594 | Oswego Harbor Power | 261 Washington Blvd. | Oswego | NY | 13126 | Oswego | 43.4586 | -76.5319 | NPCC | NYIS | New York Independent System Operator | Lake Ontario | 22 | NR | 2 | IPP Non-CHP |  | N |  | N |  | Y | 00-11-000 | N | X |  | National Grid Generation, LLC | 26751 |  | 345 |  |  | National Grid
5914 | Erie Boulevard Hydropower LP | 2595 | Oswego Falls East | 322 South 1st Street | Fulton | NY | 13069 | Oswego | 43.3161 | -76.4153 | NPCC | NYIS | New York Independent System Operator | Oswego River | 22 | NR | 2 | IPP Non-CHP |  | N |  | N |  | Y | 99-156-000 | N | X |  | National Grid Generation, LLC | 26751 |  | 34.5
5914 | Erie Boulevard Hydropower LP | 2596 | Oswego Falls West | 249 Riverside Avenue | Fulton | NY | 13069 | Oswego | 43.3156 | -76.4172 | NPCC | NYIS | New York Independent System Operator | Oswego River | 22 | NR | 2 | IPP Non-CHP |  | N |  | N |  | Y | 99-156-000 | N | X |  | National Grid Generation, LLC | 26751 |  | 34.5
5914 | Erie Boulevard Hydropower LP | 2597 | Parishville | 56 River House Drive | Parishville | NY | 13672 | St Lawrence | 44.63 | -74.8258 | NPCC | NYIS | New York Independent System Operator | St Regis River | 22 | NR | 2 | IPP Non-CHP |  | N |  | N |  | Y | 99-156-000 | N | X |  | National Grid Generation, LLC | 26751 |  | 115
5914 | Erie Boulevard Hydropower LP | 2598 | Piercefield | 15375 State Route 3 | Piercefield | NY | 12973 | St Lawrence | 44.2334 | -74.5662 | NPCC | NYIS | New York Independent System Operator | Raquette River | 22 | NR | 2 | IPP Non-CHP |  | N |  | N |  | Y | 99-156-000 | N | X |  | National Grid Generation, LLC | 26751 |  | 46
5914 | Erie Boulevard Hydropower LP | 2599 | Prospect | 6283 Miitary Road | Prospect | NY | 13435 | Oneida | 43.2919 | -75.1477 | NPCC | NYIS | New York Independent System Operator | West Canada Creek | 22 | NR | 2 | IPP Non-CHP |  | N |  | N |  | Y | 99-156-000 | N | X |  | National Grid Generation, LLC | 26751 |  | 46
5914 | Erie Boulevard Hydropower LP | 2600 | Rainbow Falls Hydro | 1362 Raquette River Road | Parishville | NY | 13672 | St Lawrence | 44.5178 | -74.8228 | NPCC | NYIS | New York Independent System Operator | Raquette River | 22 | NR | 2 | IPP Non-CHP |  | N |  | N |  | Y | 99-156-000 | N | X |  | National Grid Generation, LLC | 26751 |  | 115
5914 | Erie Boulevard Hydropower LP | 2601 | Raymondville | 8707 State Highway 56 | Norfolk | NY | 13667 | St Lawrence | 44.835 | -74.9803 | NPCC | NYIS | New York Independent System Operator | Raquette River | 22 | NR | 2 | IPP Non-CHP |  | N |  | N |  | Y | 99-156-000 | N | X |  | National Grid Generation, LLC | 26751 |  | 115
5914 | Erie Boulevard Hydropower LP | 2604 | South Edwards | 127 Giles Road | Fine | NY | 13639 | St Lawrence | 44.2678 | -75.1961 | NPCC | NYIS | New York Independent System Operator | Oswegatchie River | 22 | NR | 2 | IPP Non-CHP |  | N |  | N |  | Y | 99-156-000 | N | X |  | National Grid Generation, LLC | 26751 |  | 34.5
5914 | Erie Boulevard Hydropower LP | 2605 | School Street | 6 School Street | Cohoes | NY | 12047 | Albany | 42.785 | -73.708 | NPCC | NYIS | New York Independent System Operator | Mohawk River | 22 | NR | 2 | IPP Non-CHP |  | N |  | N |  | Y | 99-156-000 | N | X |  | National Grid Generation, LLC | 26751 |  | 34.5
5914 | Erie Boulevard Hydropower LP | 2606 | Schaghticoke | Chesnut Street | Schaghticoke | NY | 12154 | Rensselaer | 42.8992 | -73.5989 | NPCC | NYIS | New York Independent System Operator | Hoosic River | 22 | NR | 2 | IPP Non-CHP |  | N |  | N |  | Y | 99-156-000 | N | X |  | National Grid Generation, LLC | 26751 |  | 34.5
5914 | Erie Boulevard Hydropower LP | 2607 | Schuylerville | 10-1/2 Broad Street | Schuylerville | NY | 12871 | Saratoga | 43.0968 | -73.5821 | NPCC | NYIS | New York Independent System Operator | Fish Creek | 22 | NR | 2 | IPP Non-CHP |  | N |  | N |  | Y | 99-156-000 | N | X |  | National Grid Generation, LLC | 26751 |  | 34.5
5914 | Erie Boulevard Hydropower LP | 2608 | Sewalls | 462 Pearl Street | Watertown | NY | 13601 | Jefferson | 43.9775 | -75.8942 | NPCC | NYIS | New York Independent System Operator | Black River | 22 | NR | 2 | IPP Non-CHP |  | N |  | N |  | Y | 99-156-000 | N | X |  | National Grid Generation, LLC | 26751 |  | 23
5914 | Erie Boulevard Hydropower LP | 2609 | Sherman Island | 803 Corinth Road | Queensbury | NY | 12804 | Saratoga | 43.2797 | -73.7094 | NPCC | NYIS | New York Independent System Operator | Hudson River | 22 | NR | 2 | IPP Non-CHP |  | N |  | N |  | Y | 99-156-000 | N | X |  | National Grid Generation, LLC | 26751 |  | 115
5914 | Erie Boulevard Hydropower LP | 2610 | Soft Maple | 9646 Adsit Trail | Croghan | NY | 13327 | Lewis | 43.9206 | -75.2433 | NPCC | NYIS | New York Independent System Operator | Beaver River | 22 | NR | 2 | IPP Non-CHP |  | N |  | N |  | Y | 99-156-000 | N | X |  | National Grid Generation, LLC | 26751 |  | 115
5914 | Erie Boulevard Hydropower LP | 2611 | South Colton | 2092 Raquette River Road | Colton | NY | 13625 | St Lawrence | 44.5133 | -74.8831 | NPCC | NYIS | New York Independent System Operator | Raquette River | 22 | NR | 2 | IPP Non-CHP |  | N |  | N |  | Y | 99-156-000 | N | X |  | National Grid Generation, LLC | 26751 |  | 115
5914 | Erie Boulevard Hydropower LP | 2612 | Spier Falls | 400 Spier Falls Road | Gansevoort | NY | 12801 | Saratoga | 43.2339 | -73.7556 | NPCC | NYIS | New York Independent System Operator | Hudson River | 22 | NR | 2 | IPP Non-CHP |  | N |  | N |  | Y | 99-156-000 | N | X |  | National Grid Generation, LLC | 26751 |  | 115
5914 | Erie Boulevard Hydropower LP | 2613 | Stark | 477 Stark Road | Colton | NY | 13625 | St Lawrence | 44.4553 | -74.7614 | NPCC | NYIS | New York Independent System Operator | Raquette River | 22 | NR | 2 | IPP Non-CHP |  | N |  | N |  | Y | 99-156-000 | N | X |  | National Grid Generation, LLC | 26751 |  | 115
5914 | Erie Boulevard Hydropower LP | 2614 | Stewarts Bridge | 633 Antone Mountain Road | Corinth | NY | 12846 | Saratoga | 43.2978 | -73.8853 | NPCC | NYIS | New York Independent System Operator | Sacandaga River | 22 | NR | 2 | IPP Non-CHP |  | N |  | N |  | Y | 99-156-000 | N | X |  | National Grid Generation, LLC | 26751 |  | 115
5914 | Erie Boulevard Hydropower LP | 2616 | Sugar Island | 480 County Road | Potsdam | NY | 13676 | St Lawrence | 44.6422 | -74.9765 | NPCC | NYIS | New York Independent System Operator | Raquette River | 22 | NR | 2 | IPP Non-CHP |  | N |  | N |  | Y | 99-156-000 | N | X |  | National Grid Generation, LLC | 26751 |  | 115
5914 | Erie Boulevard Hydropower LP | 2617 | Taylorville | 10260 Taylorville Road | Croghan | NY | 13327 | Lewis | 43.927 | -75.3219 | NPCC | NYIS | New York Independent System Operator | Beaver River | 22 | NR | 2 | IPP Non-CHP |  | N |  | N |  | Y | 99-156-000 | N | X |  | National Grid Generation, LLC | 26751 |  | 23
5914 | Erie Boulevard Hydropower LP | 2619 | Trenton Falls | 8526 Trenton Falls Road | Barneveld | NY | 13304 | Oneida | 43.2758 | -75.1567 | NPCC | NYIS | New York Independent System Operator | West Canada Creek | 22 | NR | 2 | IPP Non-CHP |  | N |  | N |  | Y | 99-156-000 | N | X |  | National Grid Generation, LLC | 26751 |  | 46
5914 | Erie Boulevard Hydropower LP | 2621 | Varick | 411 West 1st Street | Oswego | NY | 13126 | Oswego | 43.4486 | -76.5056 | NPCC | NYIS | New York Independent System Operator | Oswego River | 22 | NR | 2 | IPP Non-CHP |  | N |  | N |  | Y | 99-156-000 | N | X |  | National Grid Generation, LLC | 26751 |  | 34.5
5914 | Erie Boulevard Hydropower LP | 2623 | Waterport | 1810 Park Avenue | Waterport | NY | 14571 | Orleans | 43.3272 | -78.2394 | NPCC | NYIS | New York Independent System Operator | Oak Orchard Creek | 22 | NR | 2 | IPP Non-CHP |  | N |  | N |  | Y | 99-156-000 | N | X |  | National Grid Generation, LLC | 26751 |  | 34.5
5914 | Erie Boulevard Hydropower LP | 2624 | Yaleville | 121 Yaleville Road | Norfolk | NY | 13667 | St Lawrence | 44.7661 | -74.9997 | NPCC | NYIS | New York Independent System Operator | Raquette River | 22 | NR | 2 | IPP Non-CHP |  | N |  | N |  | Y | 99-156-000 | N | X |  | National Grid Generation, LLC | 26751 |  | 23
12792 | NRG New York LLC | 2625 | Bowline Point | 140 Samsondale Ave. | West Haverstraw | NY | 10993 | Rockland | 41.2044 | -73.9689 | NPCC | NYIS | New York Independent System Operator | Hudson River | 22 | NR | 2 | IPP Non-CHP |  | N |  | N |  | Y | 99-178-000 | N | X |  | Orange & Rockland Utils Inc | 14154 | NY | 345 |  |  | Columbia Gas Transmission owned by NiSource, Inc
15296 | New York Power Authority | 2627 | Grahamsville | 1229 State Rte. 55A | Grahamsville | NY | 12740 | Sullivan | 41.8592 | -74.5106 | NPCC | NYIS | New York Independent System Operator | Pepatcon Reservoir | 22 | RE | 1 | Electric Utility |  | N |  | N |  | Y | 99-179-000 | N | X |  | Central Hudson Gas & Elec Corp | 3249 | NY | 69
56142 | Alliance NYGT, LLC | 2628 | Hillburn | Six 4th Street | Hillburn | NY | 10931 | Rockland | 41.1269 | -74.1653 | NPCC | NYIS | New York Independent System Operator |  | 22 | NR | 2 | IPP Non-CHP |  | N |  | N |  | Y | 99-179-000 | N | X |  | Orange & Rockland Utils Inc | 14154 | NY | 69 |  |  | Orange & Rockland Utilities Inc
12792 | NRG New York LLC | 2629 | Lovett | 37 Elm Street | Tomkins Cove | NY | 10986 | Rockland | 41.2578 | -73.9797 | NPCC | NYIS | New York Independent System Operator | Hudson River | 22 | NR | 2 | IPP Non-CHP |  | N |  | N |  | Y | 99-180-000 | N | X |  | Orange & Rockland Utils Inc | 14154 | NY | 138
57280 | Eagle Creek RE LLC | 2630 | Mongaup | 613 Plank Road | Forestburgh | NY | 12777 | Sullivan | 41.5377 | -74.7714 | NPCC | NYIS | New York Independent System Operator | Mongaup River | 22 | NR | 2 | IPP Non-CHP |  | N |  | Y | QF13-203-000 | Y | 99-179-000 |  | X |  | Orange & Rockland Utils Inc | 14154 | NY | 69
57280 | Eagle Creek RE LLC | 2631 | Rio | 72 Power House Road | Glen Spey | NY | 12780 | Sullivan | 41.4625 | -74.7578 | NPCC | NYIS | New York Independent System Operator | Mongaup River | 22 | NR | 2 | IPP Non-CHP |  | N |  | Y | QF13-205-000 | Y | 99-179-000 |  | X |  | Orange & Rockland Utils Inc | 14154 | NY | 69
56142 | Alliance NYGT, LLC | 2632 | Shoemaker | 71 Dolson Ave. | Middletown | NY | 10940 | Orange | 41.4278 | -74.4186 | NPCC | NYIS | New York Independent System Operator |  | 22 | NR | 2 | IPP Non-CHP |  | N |  | N |  | Y | 99-179-000 |  | X |  | Orange & Rockland Utils Inc | 14154 | NY | 69 |  |  | Orange & Rockland Utilities Inc.
57280 | Eagle Creek RE LLC | 2633 | Swinging Bridge 1 | 458 County Rte. 43 | Forestburgh | NY | 12777 | Sullivan | 41.5717 | -74.7828 | NPCC | NYIS | New York Independent System Operator | Mongaup River | 22 | NR | 2 | IPP Non-CHP |  | N |  | N |  | Y | 99-179-000 |  | X |  | Orange & Rockland Utils Inc | 14154 | NY | 69
57280 | Eagle Creek RE LLC | 2634 | Swinging Bridge 2 | 458 County Rte. 43 | Forestburgh | NY | 12777 | Sullivan | 41.5717 | -74.7828 | NPCC | NYIS | New York Independent System Operator | Mongaup River | 22 | NR | 2 | IPP Non-CHP |  | N |  | Y | QF13-204-000 | Y | 99-179-000 |  | X |  | Orange & Rockland Utils Inc | 14154 | NY | 69
16183 | Rochester Gas & Electric Corp | 2638 | Rochester 26 | Court St. | Rochester | NY | 14604 | Monroe | 43.1522 | -77.6098 | NPCC | NYIS | New York Independent System Operator | Genesee River | 22 | RE | 1 | Electric Utility |  | N |  | N |  | N |  | N | X |  | Rochester Gas & Electric Corp | 16183 | NY | 11.5
16183 | Rochester Gas & Electric Corp | 2639 | Rochester 2 | Falls St. | Rochester | NY | 14614 | Monroe | 43.1611 | -77.615 | NPCC | NYIS | New York Independent System Operator | Genesee River | 22 | RE | 1 | Electric Utility |  | N |  | N |  | N |  | N | X |  | Rochester Gas & Electric Corp | 16183 | NY | 11.5
16183 | Rochester Gas & Electric Corp | 2640 | Rochester 3 | 296 Mill St. | Rochester | NY | 14614 | Monroe | 43.1617 | -77.6181 | NPCC | NYIS | New York Independent System Operator |  | 22 | RE | 1 | Electric Utility |  | N |  | N |  | N |  | N | X |  | Rochester Gas & Electric Corporation | 16183 | NY | 11.5
16183 | Rochester Gas & Electric Corp | 2641 | Rochester 5 | Seth Green Dr. | Rochester | NY | 14621 | Monroe | 43.1803 | -77.6278 | NPCC | NYIS | New York Independent System Operator | Genesee River | 22 | RE | 1 | Electric Utility |  | N |  | N |  | N |  | N | X |  | Rochester Gas & Electric Corp | 16183 | NY | 11.5
16183 | Rochester Gas & Electric Corp | 2642 | Rochester 7 | 1101 Beach Ave. | Rochester | NY | 14612 | Monroe | 43.2689 | -77.6294 | NPCC | NYIS | New York Independent System Operator | Lake Ontario | 22 | RE | 1 | Electric Utility |  | N |  | N |  | N |  | N | X |  | Rochester Gas & Electric Corporation | 16183 | NY | 34.5
16183 | Rochester Gas & Electric Corp | 2644 | Rochester 9 | Buffalo Rd. | Rochester | NY | 14611 | Monroe | 43.151 | -77.6601 | NPCC | NYIS | New York Independent System Operator |  | 22 | RE | 1 | Electric Utility |  | N |  | N |  | N |  | N | X |  | Rochester Gas & Electric Corporation | 16183 | NY | 34.5
16183 | Rochester Gas & Electric Corp | 2646 | Wiscoy 170 | Rt. 19A | Filmore | NY | 14735 | Allegany | 42.5042 | -78.0828 | NPCC | NYIS | New York Independent System Operator | Wiscoy Creek | 22 | RE | 1 | Electric Utility |  | N |  | N |  | N |  | N | X |  | Rochester Gas & Electric Corp | 16183 | NY | 34.5
6775 | Village of Freeport - (NY) | 2678 | Plant No 1 Freeport | 220 West Sunrise Highway | Freeport | NY | 11520 | Nassau | 40.6561 | -73.5922 | NPCC | NYIS | New York Independent System Operator |  | 22 | RE | 1 | Electric Utility |  | N |  | N |  | N |  | N | X |  | Village of Freeport - (NY) | 6775 | NY | 13.8
6775 | Village of Freeport - (NY) | 2679 | Plant No 2 Freeport | 289 Buffalo Ave | Freeport | NY | 11520 | Nassau | 40.6447 | -73.5683 | NPCC | NYIS | New York Independent System Operator |  | 22 | RE | 1 | Electric Utility |  | N |  | N |  | N |  | N | X |  | Village of Freeport - (NY) | 6775 | NY | 69 |  |  | National Grid Transmission
7630 | Village of Greenport - (NY) | 2681 | Greenport | 400 Moores Lane | Greenport | NY | 11944 | Suffolk | 41.1055 | -72.3758 | NPCC | NYIS | New York Independent System Operator | Municipality | 22 | RE | 1 | Electric Utility |  | N |  | N |  | N |  | N | X |  | Village of Greenport - (NY) | 7630 | NY | 4.16
9645 | Jamestown Board of Public Util | 2682 | S A Carlson | 136 Steele Street | Jamestown | NY | 14702 | Chautauqua | 42.0933 | -79.2478 | NPCC | NYIS | New York Independent System Operator | Chadakoin River | 22 | RE | 1 | Electric Utility |  | N |  | N |  | N |  | N | X |  | Jamestown Board of Public Util | 9645 | NY | 15 | 35 |  | Emkey
15296 | New York Power Authority | 2685 | Crescent | School Street | Crescent | NY | 12047 | Albany | 42.8056 | -73.7226 | NPCC | NYIS | New York Independent System Operator | Mohawk River | 22 | RE | 1 | Electric Utility |  | N |  | N |  | N |  | N | X |  | New York Power Authority | 15296 |  | 34.5
15296 | New York Power Authority | 2686 | Vischer Ferry | 496 River Rd | Rexford | NY | 12148 | Saratoga | 42.8075 | -73.8427 | NPCC | NYIS | New York Independent System Operator | Mohawk River | 22 | RE | 1 | Electric Utility |  | N |  | N |  | N |  | N | X |  | New York Power Authority | 15296 |  | 34.5
15296 | New York Power Authority | 2691 | Blenheim Gilboa | 397 Power Plant Access Rd | Gilboa | NY | 12076 | Schoharie | 42.4423 | -74.4479 | NPCC | NYIS | New York Independent System Operator | Schoharie Creek | 22 | RE | 1 | Electric Utility |  | N |  | N |  | N |  | N | X |  | New York Power Authority | 15296 |  | 345
15296 | New York Power Authority | 2692 | Lewiston Niagara | 5777 Lewiston Road | Lewiston | NY | 14092 | Niagara | 43.1428 | -79.0215 | NPCC | NYIS | New York Independent System Operator | Forebay Of Robert Moses Niagar | 22 | RE | 1 | Electric Utility |  | N |  | N |  | N |  | N | X |  | New York Power Authority | 15296 |  | 345
15296 | New York Power Authority | 2693 | Robert Moses Niagara | 5777 Lewiston Rd | Lewiston | NY | 14092 | Niagara | 43.1427 | -79.0394 | NPCC | NYIS | New York Independent System Operator | Niagara River | 22 | RE | 1 | Electric Utility |  | N |  | N |  | N |  | N | X |  | New York Power Authority | 15296 |  | 345
15296 | New York Power Authority | 2694 | Robert Moses Power Dam | 830 Barnhart Island | Massena | NY | 13662 | St Lawrence | 45.0038 | -74.7994 | NPCC | NYIS | New York Independent System Operator | St Lawrence River | 22 | RE | 1 | Electric Utility |  | N |  | N |  | N |  | N | X |  | New York Power Authority | 15296 |  | 230
16217 | Village of Rockville Centre - (NY) | 2695 | Charles P Keller | 110 Maple Avenue | Rockville Centre | NY | 11571 | Nassau | 40.6583 | -73.6406 | NPCC | NYIS | New York Independent System Operator | Municipality | 22 | RE | 1 | Electric Utility |  | N |  | N |  | N |  | N | X |  | Village of Rockville Centre - (NY) | 16217 | NY | 4.16 |  |  | National Grid
20188 | City of Watertown - (NY) | 2700 | Watertown | Marble Street | Watertown | NY | 13601 | Jefferson | 43.9758 | -75.8747 | NPCC | NYIS | New York Independent System Operator | Black River | 22 | RE | 1 | Electric Utility |  | N |  | N |  | N |  | N | X |  | Niagara Mohawk Power Corp. | 13573 | NY | 2.3
3046 | Duke Energy Progress - (NC) | 2706 | Asheville | 200 CP&L Drive | Arden | NC | 28704 | Buncombe | 35.4731 | -82.5417 | SERC | CPLE | Progress Energy Carolinas - EAST | Lake Julian (Powell Creek) | 22 | RE | 1 | Electric Utility |  | N |  | N |  | N |  | Y | N | OP | Duke Energy Progress - (NC) | 3046 | NC | 115 |  |  | PSNC Energy
3046 | Duke Energy Progress - (NC) | 2707 | Blewett | Route 1, Box 148 | Lilesville | NC | 28091 | Anson | 34.9833 | -79.8775 | SERC | CPLE | Progress Energy Carolinas - EAST | Pee Dee River | 22 | RE | 1 | Electric Utility |  | N |  | N |  | N |  | N | X |  | Duke Energy Progress - (NC) | 3046 | NC | 115
3046 | Duke Energy Progress - (NC) | 2708 | Cape Fear | 500 CP&L Road | Moncure | NC | 27559 | Chatham | 35.595 | -79.0495 | SERC | CPLE | Progress Energy Carolinas - EAST | Cape Fear River | 22 | RE | 1 | Electric Utility |  | N |  | N |  | N |  | Y | N | OS | Progress Energy Carolinas Inc | 3046 | NC | 115
3046 | Duke Energy Progress - (NC) | 2709 | HF Lee Plant | 1677 Old Smithfield Road | Goldsboro | NC | 27530 | Wayne | 35.3799 | -78.0878 | SERC | CPLE | Progress Energy Carolinas - EAST | H F Lee Lake | 22 | RE | 1 | Electric Utility |  | N |  | N |  | N |  | Y | N | OS | Progress Energy Carolinas Inc | 3046 | NC | 115 |  |  | Piedmont Natural Gas
3046 | Duke Energy Progress - (NC) | 2710 | Marshall Dam | 7602 Bear Creek Road | Marshall | NC | 28753 | Madison | 35.7025 | -82.7106 | SERC | CPLE | Progress Energy Carolinas - EAST | French Broad River | 22 | RE | 1 | Electric Utility |  | N |  | N |  | N |  | N | X |  | Duke Energy Progress - (NC) | 3046 | NC | 115
3046 | Duke Energy Progress - (NC) | 2711 | Morehead | 212 Arthur Farm Road | Newport | NC | 28557 | Carteret | 34.7458 | -76.8103 | SERC | CPLE | Progress Energy Carolinas - EAST |  | 22 | RE | 1 | Electric Utility |  | N |  | N |  | N |  | N | X |  | Progress Energy Carolinas Inc | 3046 | NC | 115
3046 | Duke Energy Progress - (NC) | 2712 | Roxboro | 1700 Dunnaway Road | Semora | NC | 27573 | Person | 36.4833 | -79.0731 | SERC | CPLE | Progress Energy Carolinas - EAST | Hyco Lake (Hyco River) | 22 | RE | 1 | Electric Utility |  | N |  | N |  | N |  | Y | N | OP | Duke Energy Progress - (NC) | 3046 | NC | 230
3046 | Duke Energy Progress - (NC) | 2713 | L V Sutton Steam | 801 Sutton Stream Plant Road | Wilmington | NC | 28401 | New Hanover | 34.2831 | -77.9853 | SERC | CPLE | Progress Energy Carolinas - EAST | Sutton Lake (Catfish Creek) | 22 | RE | 1 | Electric Utility |  | N |  | N |  | N |  | Y | N | OS | Duke Energy Progress - (NC) | 3046 | NC | 230
3046 | Duke Energy Progress - (NC) | 2714 | Tillery | 179 Tillery Dam Road | Mount Gilead | NC | 27559 | Montgomery | 35.2067 | -80.0648 | SERC | CPLE | Progress Energy Carolinas - EAST | Pee Dee River | 22 | RE | 1 | Electric Utility |  | N |  | N |  | N |  | N | X |  | Duke Energy Progress - (NC) | 3046 | NC | 115
3046 | Duke Energy Progress - (NC) | 2715 | Walters | 1251 Waterville Road | Waterville | NC | 37821 | Haywood | 35.6946 | -83.0503 | SERC | CPLE | Progress Energy Carolinas - EAST | Pigeon River (Waterville Lake) | 22 | RE | 1 | Electric Utility |  | N |  | N |  | N |  | N | X |  | Duke Energy Progress - (NC) | 3046 | NC | 115
3046 | Duke Energy Progress - (NC) | 2716 | W H Weatherspoon | 491 Power Plant Road | Lumberton | NC | 28358 | Robeson | 34.5875 | -78.9755 | SERC | CPLE | Progress Energy Carolinas - EAST | Weatherspoon Lake(Lumber River | 22 | RE | 1 | Electric Utility |  | N |  | N |  | N |  | Y | N | OS | Duke Energy Progress - (NC) | 3046 | NC | 115 |  |  | Piedmont Natural Gas
5416 | Duke Energy Carolinas, LLC | 2718 | G G Allen | 253 Plant Allen Rd | Belmont | NC | 28012 | Gaston | 35.1897 | -81.0122 | SERC | DUK | Duke Energy Carolinas | Lake Wylie | 22 | RE | 1 | Electric Utility |  | N |  | N |  | N |  | Y | N | OP | Duke Energy Carolinas, LLC | 5416 | NC | 230
5416 | Duke Energy Carolinas, LLC | 2719 | Bridgewater | 5790 Power House Rd | Morganton | NC | 28655 | Burke | 35.7428 | -81.8372 | SERC | DUK | Duke Energy Carolinas | Catawba River | 22 | RE | 1 | Electric Utility |  | N |  | N |  | N |  | N | X |  | Duke Energy Carolinas, LLC | 5416 | NC | 100
5416 | Duke Energy Carolinas, LLC | 2720 | Buck | 1555 Dukeville Rd | Salisbury | NC | 28145 | Rowan | 35.7133 | -80.3767 | SERC | DUK | Duke Energy Carolinas | Yadkin River | 22 | RE | 1 | Electric Utility |  | N |  | N |  | N |  | Y | N | OS | Duke Energy Carolinas, LLC | 5416 | NC | 100 |  |  | Piedmont Natural Gas
5416 | Duke Energy Carolinas, LLC | 2721 | James E. Rogers Energy Complex | Duke Power Rd #1002 | Cliffside | NC | 28024 | Cleveland | 35.22 | -81.7594 | SERC | DUK | Duke Energy Carolinas | Broad River | 22 | RE | 1 | Electric Utility |  | N |  | N |  | N |  | Y | N | OP | Duke Energy Carolinas, LLC | 5416 | NC | 525
5416 | Duke Energy Carolinas, LLC | 2722 | Cowans Ford | 257 Duke Lane | Stanley | NC | 28164 | Lincoln | 35.4346 | -80.9588 | SERC | DUK | Duke Energy Carolinas | Catawba River | 22 | RE | 1 | Electric Utility |  | N |  | N |  | N |  | N | X |  | Duke Energy Carolinas, LLC | 5416 | NC | 230
5416 | Duke Energy Carolinas, LLC | 2723 | Dan River | 900 S Edgewood Rd | Eden | NC | 27288 | Rockingham | 36.4862 | -79.7208 | SERC | DUK | Duke Energy Carolinas | Dan River | 22 | RE | 1 | Electric Utility |  | N |  | N |  | N |  | Y | N | OS | Duke Energy Carolinas, LLC | 5416 | NC | 100 |  |  | Piedmont Natural Gas
5416 | Duke Energy Carolinas, LLC | 2726 | Lookout Shoals | 678 Lookout Dam Rd | Statesville | NC | 28625 | Iredell | 35.7575 | -81.0894 | SERC | DUK | Duke Energy Carolinas | Catawba River | 22 | RE | 1 | Electric Utility |  | N |  | N |  | N |  | N | X |  | Duke Energy Carolinas, LLC | 5416 | NC | 100
5416 | Duke Energy Carolinas, LLC | 2727 | Marshall (NC) | 8320 East Hwy 150 | Terrell | NC | 28682 | Catawba | 35.5975 | -80.9658 | SERC | DUK | Duke Energy Carolinas | Lake Norman | 22 | RE | 1 | Electric Utility |  | N |  | N |  | N |  | Y | N | OP | Duke Energy Carolinas, LLC | 5416 | NC | 230
5416 | Duke Energy Carolinas, LLC | 2728 | Mountain Island | 439 Mountain Island Rd | MOUNT HOLLY | NC | 28120 | Gaston | 35.3339 | -80.9867 | SERC | DUK | Duke Energy Carolinas | Catawba River | 22 | RE | 1 | Electric Utility |  | N |  | N |  | N |  | N | X |  | Duke Energy Carolinas, LLC | 5416 | NC | 44
5416 | Duke Energy Carolinas, LLC | 2729 | Oxford Dam | 6874 Hwy 16 North | Conover | NC | 28613 | Catawba | 35.8214 | -81.1922 | SERC | DUK | Duke Energy Carolinas | Catawba River | 22 | RE | 1 | Electric Utility |  | N |  | N |  | N |  | N | X |  | Duke Energy Carolinas, LLC | 5416 | NC | 44
5416 | Duke Energy Carolinas, LLC | 2730 | Rhodhiss | 109 Powerhouse Rd | Rhodhiss | NC | 28667 | Caldwell | 35.7742 | -81.4378 | SERC | DUK | Duke Energy Carolinas | Catawba River | 22 | RE | 1 | Electric Utility |  | N |  | N |  | N |  | N | X |  | Duke Energy Carolinas, LLC | 5416 | NC | 100
5416 | Duke Energy Carolinas, LLC | 2732 | Riverbend | 175 Steamplant Rd | Mount Holly | NC | 28120 | Gaston | 35.36 | -80.9742 | SERC | DUK | Duke Energy Carolinas | Catawba River | 22 | RE | 1 | Electric Utility |  | N |  | N |  | N |  | Y | N | OS | Duke Energy Carolinas, LLC | 5416 | NC | 230 |  |  | PSNC Energy
13763 | Northbrook Carolina Hydro LLC | 2735 | Turner Shoals | North Hwy. 9 | Mill Springs | NC | 28756 | Polk | 35.3348 | -82.1864 | SERC | DUK | Duke Energy Carolinas | Green River | 22 | NR | 2 | IPP Non-CHP |  | N |  | Y | 05-38-000 | N |  | N | X |  | Duke Energy Carolinas, LLC | 5416 | NC | 44
5416 | Duke Energy Carolinas, LLC | 2736 | Tuxedo | R1 Box 104A, Pot Shoals Rd | Flat Rock | NC | 28731 | Henderson | 35.245 | -82.3894 | SERC | DUK | Duke Energy Carolinas | Green River | 22 | RE | 1 | Electric Utility |  | N |  | N |  | N |  | N | X |  | Duke Energy Carolinas, LLC | 5416 | NC | 44
5416 | Duke Energy Carolinas, LLC | 2741 | Bear Creek Dam | 4016 Canada Road | TUCKASEGEE | NC | 28783 | Jackson | 35.2427 | -83.072 | SERC | DUK | Duke Energy Carolinas | East Fork Of Tuckasegee River | 22 | RE | 1 | Electric Utility |  | N |  | N |  | N |  | N | X |  | Duke Energy Carolinas, LLC | 5416 | NC | 66
5416 | Duke Energy Carolinas, LLC | 2743 | Cedar Cliff | 1478 Canada Road | TUCKASEGEE | NC | 28783 | Jackson | 35.2531 | -83.0983 | SERC | DUK | Duke Energy Carolinas | East Fork Of Tuckasegee River | 22 | RE | 1 | Electric Utility |  | N |  | N |  | N |  | N | X |  | Duke Energy Carolinas, LLC | 5416 | NC | 66
5416 | Duke Energy Carolinas, LLC | 2745 | Franklin (NC) | 564 Clyde Downs Road | Franklin | NC | 28734 | Macon | 35.2194 | -83.3708 | SERC | DUK | Duke Energy Carolinas | Little Tennessee River | 22 | RE | 1 | Electric Utility |  | N |  | N |  | N |  | N | X |  | Duke Energy Carolinas, LLC | 5416 | NC | 66
5416 | Duke Energy Carolinas, LLC | 2746 | Mission | 1765 Mission Dam Road | Murphy | NC | 28906 | Clay | 35.0647 | -83.9258 | SERC | DUK | Duke Energy Carolinas | Hiwassee River | 22 | RE | 1 | Electric Utility |  | N |  | N |  | N |  | N | X |  | Duke Energy Carolinas, LLC | 5416 | NC | 161
5416 | Duke Energy Carolinas, LLC | 2747 | Nantahala | 27656 Wayah Road | Topton | NC | 28781 | Macon | 35.2715 | -83.6762 | SERC | DUK | Duke Energy Carolinas | Nantahala River | 22 | RE | 1 | Electric Utility |  | N |  | N |  | N |  | N | X |  | Duke Energy Carolinas, LLC | 5416 | NC | 161
5416 | Duke Energy Carolinas, LLC | 2749 | Tennessee Creek | 41 Mountain Farm Lane | Tuckasegee | NC | 28783 | Jackson | 35.2139 | -83.0028 | SERC | DUK | Duke Energy Carolinas | East Fork Of Tuckasegee River | 22 | RE | 1 | Electric Utility |  | N |  | N |  | N |  | N | X |  | Duke Energy Carolinas, LLC | 5416 | NC | 161
5416 | Duke Energy Carolinas, LLC | 2750 | Thorpe | Hwy 107 | TUCKASEGEE | NC | 28783 | Jackson | 35.234 | -83.1254 | SERC | DUK | Duke Energy Carolinas | West Fork Of Tuckasegee River | 22 | RE | 1 | Electric Utility |  | N |  | N |  | N |  | N | X |  | Duke Energy Carolinas, LLC | 5416 | NC | 161
5416 | Duke Energy Carolinas, LLC | 2751 | Tuckasegee | Hwy 107 | Tuckasegee | NC | 28783 | Jackson | 35.247 | -83.1281 | SERC | DUK | Duke Energy Carolinas | West Fork Of Tuckasegee River | 22 | RE | 1 | Electric Utility |  | N |  | N |  | N |  | N | X |  | Duke Energy Carolinas, LLC | 5416 | NC | 161
19876 | Virginia Electric & Power Co | 2756 | Gaston | 2369 Jack Brown Road | Roanoke Rapids | NC | 27870 | Halifax | 36.4991 | -77.8115 | SERC | PJM | PJM Interconnection, LLC | Roanoke River | 22 | RE | 1 | Electric Utility |  | N |  | N |  | N |  | N | X |  | Virginia Electric & Power Co | 19876 | NC | 232
19876 | Virginia Electric & Power Co | 2757 | Kitty Hawk | 3912 Shelby Avenue | Kitty Hawk | NC | 27948 | Dare | 36.0667 | -75.6997 | SERC | PJM | PJM Interconnection, LLC |  | 22 | RE | 1 | Electric Utility |  | N |  | N |  | N |  | N | X |  | Virginia Electric & Power Co | 19876 | VA | 115
19876 | Virginia Electric & Power Co | 2758 | Roanoke Rapids | 100 Oakwood Avenue | Roanoke Rapids | NC | 27870 | Halifax | 36.4789 | -77.6722 | SERC | PJM | PJM Interconnection, LLC | Roanoke River | 22 | RE | 1 | Electric Utility |  | N |  | N |  | N |  | N | X |  | Virginia Electric & Power Co | 19876 | NC | 115
10604 | Lake Lure Town of | 2773 | Lake Lure | hwy 6474a | Lake Lure | NC | 28746 | RUTHERFORD | 35.4259 | -82.184 | SERC | DUK | Duke Energy Carolinas | Lake Lure | 22 | NR | 2 | IPP Non-CHP |  | N |  | N |  | N |  |  | X |  | Duke Energy Carolinas, LLC | 5416 | NC | 12.5
18642 | Tennessee Valley Authority | 2778 | Chatuge | 1056 Chatuge Dam Rd | Hayesville | NC | 28904 | Clay | 35.0191 | -83.7914 | SERC | TVA | Tennessee Valley Authority | Hiwassee River | 22 | RE | 1 | Electric Utility |  | N |  | N |  | N |  |  | X |  | Tennessee Valley Authority | 18642 | NC | 69
18642 | Tennessee Valley Authority | 2779 | Fontana Dam | Hwy 28 S PO Box 1178 | Fontana Dam | NC | 28733 | Swain | 35.4507 | -83.805 | SERC | TVA | Tennessee Valley Authority | Little Tennessee River | 22 | RE | 1 | Electric Utility |  | N |  | N |  | N |  |  | X |  | Tennessee Valley Authority | 18642 | NC | 161
18642 | Tennessee Valley Authority | 2780 | Hiwassee Dam | Rt. 4 Box 170 | Murphy | NC | 28906 | Cherokee | 35.1509 | -84.1775 | SERC | TVA | Tennessee Valley Authority | Hiwassee River | 22 | RE | 1 | Electric Utility |  | N |  | N |  | N |  |  | X |  | Tennessee Valley Authority | 18642 | NC | 161
13683 | North Carolina El Member Corp | 2783 | Buxton | Lightplant Road | Buxton | NC | 27920 | Dare | 35.2672 | -75.5347 | SERC | PJM | PJM Interconnection, LLC |  | 22 | RE | 1 | Electric Utility |  | N |  | N |  | N |  | N | X |  | Cape Hatteras Elec Member Corp | 2982 | NC | 34.5
12199 | Montana-Dakota Utilities Co | 2790 | R M Heskett | 2025 38th St | Mandan | ND | 58554 | Morton | 46.8669 | -100.8836 | MRO | MISO | Midcontinent Independent Transmission System Operator, Inc.. | Missouri River | 22 | RE | 1 | Electric Utility |  | N |  | N |  | N |  | Y | Y | OP | Montana-Dakota Utilities Co | 12199 | ND | 115 |  |  | TransCanada Northern Border Inc.
12199 | Montana-Dakota Utilities Co | 2791 | Williston | 907 West 2nd St | Williston | ND | 58801 | Williams | 48.145 | -103.1364 | MRO | SWPP | Southwest Power Pool | Municipality | 22 | RE | 1 | Electric Utility |  | N |  | N |  | N |  | N | X |  | Montana-Dakota Utilities Co | 12199 | ND | 57
14232 | Otter Tail Power Co | 2801 | Jamestown | 2620 3rd Street SE | Jamestown | ND | 58401 | Stutsman | 46.9057 | -98.6622 | MRO | MISO | Midcontinent Independent Transmission System Operator, Inc.. |  | 22 | RE | 1 | Electric Utility |  | N |  | N |  | N |  | N | X |  | Otter Tail Power Co | 14232 | ND | 41.6
7444 | City of Grafton - (ND) | 2811 | Grafton | 700 NP Avenue | Grafton | ND | 58237 | Walsh | 48.4108 | -97.4158 | MRO | MISO | Midcontinent Independent Transmission System Operator, Inc.. | Municipality | 22 | RE | 1 | Electric Utility |  | N |  | N |  | N |  | N | X |  | City of Grafton - (ND) | 7444 | ND | 69
19635 | USCE-Missouri River District | 2815 | Garrison | 597 Garrison Dam Rd | Riverside | ND | 58565 | Mercer | 47.4945 | -101.4115 | MRO | SWPP | Southwest Power Pool | Missouri River | 22 | RE | 1 | Electric Utility |  | N |  | N |  | N |  | N | X |  | WAPA-- Western Area Power Administration | 27000 | ND | 230 | 115
1307 | Basin Electric Power Coop | 2817 | Leland Olds | Hwy 200 | Stanton | ND | 58571 | Mercer | 47.2808 | -101.3212 | MRO | SWPP | Southwest Power Pool | Missouri River | 22 | RE | 1 | Electric Utility |  | N |  | N |  | N |  | Y | N | OP | Basin Electric Power Coop | 1307 | ND | 345
12658 | Minnkota Power Coop, Inc | 2821 | Grand Forks | 1822 Mill Road | Grand Forks | ND | 58201 | Grand Forks | 47.9383 | -97.935 | MRO | MISO | Midcontinent Independent Transmission System Operator, Inc.. | Municipality | 22 | RE | 1 | Electric Utility |  | N |  | N |  | N |  |  | X |  | Minnkota Power Coop, Inc | 12658 | ND | 69
12658 | Minnkota Power Coop, Inc | 2822 | Harwood | 404 Truman Dr | Harwood | ND | 58402 | Cass | 46.9986 | -96.9975 | MRO | MISO | Midcontinent Independent Transmission System Operator, Inc.. | Well | 22 | RE | 1 | Electric Utility |  | N |  | N |  | N |  |  | X |  | Minnkota Power Coop, Inc | 12658 | ND | 69
12658 | Minnkota Power Coop, Inc | 2823 | Milton R Young | 3401 24th Street S.W. | Center | ND | 58530 | Oliver | 47.0659 | -101.2131 | MRO | MISO | Midcontinent Independent Transmission System Operator, Inc.. | Nelson Lake | 22 | RE | 1 | Electric Utility |  | N |  | N |  | N |  | Y | Y | OP | Minnkota Power Coop, Inc | 12658 |  | 345
7570 | Great River Energy | 2824 | Stanton | 4001 Highway 200 A | Stanton | ND | 58571 | Mercer | 47.2866 | -101.3319 | MRO | MISO | Midcontinent Independent Transmission System Operator, Inc.. | Missouri River | 22 | RE | 1 | Electric Utility |  | N |  | N |  | N |  | Y | Y | OP | Great River Energy | 7570 |  | 230
58620 | AEP Generation Resources Inc | 2828 | Cardinal | State Route 7 | Brillant | OH | 43913 | Jefferson | 40.2522 | -80.6486 | RFC | PJM | PJM Interconnection, LLC | Ohio River | 22 | NR | 2 | IPP Non-CHP |  | N |  | N |  | N |  | Y | N | OP | Ohio Power Co | 14006 | OH | 345
3542 | Duke Energy Ohio Inc | 2830 | Walter C Beckjord | 757 US Rt 52 | New Richmond | OH | 45200 | Clermont | 38.9917 | -84.2981 | RFC | PJM | PJM Interconnection, LLC | Ohio River | 22 | RE | 1 | Electric Utility |  | N |  | N |  | N |  | Y | N | OP | Duke Energy Ohio Inc | 3542 | OH | 345
59917 | Dynegy Dicks Creek | 2831 | Dicks Creek | 632 Todhunter Rd | Monroe | OH | 45050 | Butler | 39.465 | -84.3778 | RFC | PJM | PJM Interconnection, LLC |  | 22 | NR | 2 | IPP Non-CHP |  | N |  | N |  | N |  | N | X |  | Duke Energy Ohio Inc | 3542 | OH | 138 |  |  | Duke Energy Ohio
59919 | Dynegy Miami Fort | 2832 | Miami Fort | PO Box 128 Brower Rd | North Bend | OH | 45100 | Hamilton | 39.1128 | -84.8036 | RFC | PJM | PJM Interconnection, LLC | Ohio River | 22 | NR | 2 | IPP Non-CHP |  | N |  | N |  | N |  | Y | N | OP | Duke Energy Ohio Inc | 3542 | OH | 345
6526 | FirstEnergy Generation Corp | 2835 | FirstEnergy Ashtabula | 2133 Lake Road | Ashtabula Township | OH | 44004 | Ashtabula | 41.9086 | -80.7697 | RFC | PJM | PJM Interconnection, LLC | Lake Erie | 22 | NR | 2 | IPP Non-CHP |  | N |  | N |  | N |  | Y | Y | OP | American Transmission Systems Inc | 56162 | OH | 138
14165 | NRG Power Midwest LP | 2836 | Avon Lake | 33570 Lake Road | Avon Lake | OH | 44012 | Lorain | 41.5045 | -82.0546 | RFC | PJM | PJM Interconnection, LLC | Lake Erie | 22 | NR | 2 | IPP Non-CHP |  | N |  | N |  | Y | 00-115-000 | N | X |  | Cleveland Electric Illum Co | 3755 | OH | 345
6526 | FirstEnergy Generation Corp | 2837 | FirstEnergy Eastlake | 10 Erie Road | Eastlake | OH | 44095 | Lake | 41.6711 | -81.4425 | RFC | PJM | PJM Interconnection, LLC | Lake Erie | 22 | NR | 2 | IPP Non-CHP |  | N |  | N |  | N |  | Y | Y | OP | American Transmission Systems Inc | 56162 | OH | 345 | 138
6526 | FirstEnergy Generation Corp | 2838 | FirstEnergy Lake Shore | 6800 S Marginal Drive | Cleveland | OH | 44103 | Cuyahoga | 41.5356 | -81.6419 | RFC | PJM | PJM Interconnection, LLC | Lake Erie | 22 | NR | 2 | IPP Non-CHP |  | N |  | N |  | N |  | Y | Y | OP | American Transmission Systems Inc | 56162 | OH | 138
58620 | AEP Generation Resources Inc | 2840 | Conesville | 47201 CR 273 | Conesville | OH | 43811 | Coshocton | 40.1842 | -81.8811 | RFC | PJM | PJM Interconnection, LLC | Muskingum River | 22 | NR | 2 | IPP Non-CHP |  | N |  | N |  | N |  | Y | N | OP | Ohio Power Co | 14006 | OH | 345
58620 | AEP Generation Resources Inc | 2843 | Picway | US 23 | Lockbourne | OH | 43137 | Pickaway | 39.7933 | -83.0097 | RFC | PJM | PJM Interconnection, LLC | Scioto River | 22 | NR | 2 | IPP Non-CHP |  | N |  | N |  | N |  | Y | N | OP |  |  |  | 138
4922 | Dayton Power & Light Co | 2847 | Frank M Tait | 2102 Arbor Blvd | Moraine | OH | 45439 | Montgomery | 39.7272 | -84.2111 | RFC | PJM | PJM Interconnection, LLC |  | 22 | RE | 1 | Electric Utility |  | N |  | N |  | N |  | N | X |  | Dayton Power & Light Co | 4922 | OH | 69 |  |  | ANR Pipeline
4922 | Dayton Power & Light Co | 2848 | O H Hutchings | 9200 Chautauqua Rd | Miamisburg | OH | 45342 | Montgomery | 39.6088 | -84.2921 | RFC | PJM | PJM Interconnection, LLC | Great Miami River | 22 | RE | 1 | Electric Utility |  | N |  | N |  | N |  | Y | N | OS | Dayton Power & Light Co | 4922 | OH | 69 |  |  | VECTREN
4922 | Dayton Power & Light Co | 2850 | J M Stuart | US 52 PO Box 468 | Aberdeen | OH | 45101 | Adams | 38.6361 | -83.6939 | RFC | PJM | PJM Interconnection, LLC | Ohio River | 22 | RE | 1 | Electric Utility |  | N |  | N |  | N |  | Y | Y | OP | Dayton Power & Light Co | 4922 | OH | 345
4922 | Dayton Power & Light Co | 2851 | Monument | 1131 East Monument | Dayton | OH | 45402 | Montgomery | 39.7667 | -84.1739 | RFC | PJM | PJM Interconnection, LLC |  | 22 | RE | 1 | Electric Utility |  | N |  | N |  | N |  | N | X |  | Dayton Power & Light Co | 4922 | OH | 12.4
4922 | Dayton Power & Light Co | 2852 | Sidney (OH) | 2385 Campbell Road | Sidney | OH | 45365 | Shelby | 40.2792 | -84.191 | RFC | PJM | PJM Interconnection, LLC |  | 22 | RE | 1 | Electric Utility |  | N |  | N |  | N |  | N | X |  | Dayton Power & Light Co | 4922 | OH | 12.4
4922 | Dayton Power & Light Co | 2854 | Yankee Street | 9975 Yankee Street | Centerville | OH | 45458 | Montgomery | 39.603 | -84.2047 | RFC | PJM | PJM Interconnection, LLC |  | 22 | RE | 1 | Electric Utility |  | N |  | N |  | N |  | N | X |  | Dayton Power & Light Co | 4922 | OH | 69 |  |  | Columbia Gas Transmission
6526 | FirstEnergy Generation Corp | 2857 | FirstEnergy Edgewater | 200 West Oberlin Avenue | Lorain | OH | 44052 | LORAIN | 41.4681 | -82.1869 | RFC | PJM | PJM Interconnection, LLC | Lake Erie | 22 | NR | 2 | IPP Non-CHP |  | N |  | N |  | N |  |  | X |  | American Transmission Systems Inc | 56162 | OH | 69
6526 | FirstEnergy Generation Corp | 2860 | FirstEnergy Mad River | 2341 West National Rd Rt 40 | Springfield | OH | 45504 | CLARK | 39.9242 | -83.8508 | RFC | PJM | PJM Interconnection, LLC | Mad River | 22 | NR | 2 | IPP Non-CHP |  | N |  | N |  | N |  |  | X |  | American Transmission Systems Inc | 56162 | OH | 69
14165 | NRG Power Midwest LP | 2861 | Niles Power Plant | 1047 Belmont Avenue | Niles | OH | 44446 | Trumbull | 41.1669 | -80.7477 | RFC | PJM | PJM Interconnection, LLC | Mahoning River | 22 | NR | 2 | IPP Non-CHP |  | N |  | N |  | Y | 00-115-000 | Y | N | OS | Ohio Edison Co | 13998 | OH | 23
6526 | FirstEnergy Generation Corp | 2864 | FirstEnergy R E Burger | 57246 Ferry Landing Road | Shadyside | OH | 43947 | Belmont | 39.91 | -80.7608 | RFC | PJM | PJM Interconnection, LLC | Ohio River | 22 | NR | 2 | IPP Non-CHP |  | N |  | N |  | N |  | N | X |  | American Transmission Systems Inc | 56162 | OH | 138
6526 | FirstEnergy Generation Corp | 2866 | FirstEnergy W H Sammis | State Route 7 | Stratton | OH | 43961 | Jefferson | 40.5317 | -80.6319 | RFC | PJM | PJM Interconnection, LLC | Ohio River | 22 | NR | 2 | IPP Non-CHP |  | N |  | N |  | N |  | Y | N | OP | American Transmission Systems Inc | 56162 | OH | 345
6526 | FirstEnergy Generation Corp | 2867 | FirstEnergy Toronto | State Route 7 | Toronto | OH | 43964 | JEFFERSON | 40.4825 | -80.6044 | RFC | PJM | PJM Interconnection, LLC | Ohio River | 22 | NR | 2 | IPP Non-CHP |  | N |  | N |  | N |  | N | X |  | American Transmission Systems Inc | 56162 | OH
6526 | FirstEnergy Generation Corp | 2869 | FirstEnergy West Lorain | 7101 West Erie Ave. | Lorain | OH | 44053 | Lorain | 41.4294 | -82.2644 | RFC | PJM | PJM Interconnection, LLC | Lake Erie | 22 | NR | 2 | IPP Non-CHP |  | N |  | N |  | N |  |  | X |  | American Transmission Systems Inc | 56162 | OH | 345 |  |  | COLUMBIA
58620 | AEP Generation Resources Inc | 2872 | Muskingum River | County Road 32 | Beverly | OH | 45715 | Washington | 39.5908 | -81.6797 | RFC | PJM | PJM Interconnection, LLC | Muskingum River | 22 | NR | 2 | IPP Non-CHP |  | N |  | N |  | N |  | Y | N | OP | Ohio Power Co | 14006 | OH | 345
14015 | Ohio Valley Electric Corp | 2876 | Kyger Creek | 5758 State Route 7 North | Cheshire | OH | 45620 | Gallia | 38.9144 | -82.1289 | RFC | OVEC | Ohio Valley Electric Corporation | Ohio River | 22 | RE | 1 | Electric Utility |  | N |  | N |  | N |  | Y | N | OP | Ohio Valley Electric Corp | 14015 | OH | 345
6526 | FirstEnergy Generation Corp | 2877 | FirstEnergy Acme | 1401 Front Street | Toledo | OH | 43605 | Lucas | 41.6544 | -83.5156 | RFC | PJM | PJM Interconnection, LLC | Maumee River | 22 | NR | 2 | IPP Non-CHP |  | N |  | N |  | N |  | N | X |  | American Transmission Systems Inc | 56162 | OH
6526 | FirstEnergy Generation Corp | 2878 | FirstEnergy Bay Shore | 4701 Bay Shore Road | Oregon | OH | 43616 | Lucas | 41.6917 | -83.4378 | RFC | PJM | PJM Interconnection, LLC | Lake Erie | 22 | NR | 2 | IPP Non-CHP |  | N |  | N |  | N |  | Y | N | OS | American Transmission Systems Inc | 56162 | OH | 138
57359 | Richland-Stryker Generation LLC | 2880 | Richland | 801 Carpenter Road | Defiance | OH | 43512 | Defiance | 41.3052 | -84.3346 | RFC | PJM | PJM Interconnection, LLC |  | 22 | NR | 2 | IPP Non-CHP |  | N |  | N |  | N |  | N | X |  | American Transmission Systems Inc | 56162 | OH | 138 |  |  | PANHANDLE EASTERN PIPELINE COMPANY
57359 | Richland-Stryker Generation LLC | 2881 | Stryker | W. Lynn St. | Stryker | OH | 43557 | WILLIAMS | 41.5014 | -84.4283 | RFC | PJM | PJM Interconnection, LLC |  | 22 | NR | 2 | IPP Non-CHP |  | N |  | N |  | N |  |  | X |  | American Transmission Systems Inc | 56162 | OH | 138
768 | City of Arcanum - (OH) | 2902 | Arcanum | 19 Water St | Arcanum | OH | 45304 | Darke | 39.9861 | -84.5503 | RFC | PJM | PJM Interconnection, LLC | Municipality | 22 | RE | 1 | Electric Utility |  | N |  | N |  | N |  | N | X |  | City of Arcanum - (OH) | 768 | OH | 12.4 |  |  | N/A
2439 | City of Bryan - (OH) | 2903 | Bryan (OH) | 841 East Edgerton | Bryan | OH | 43506 | Williams | 41.4718 | -84.5431 | RFC | PJM | PJM Interconnection, LLC | Municipal Wells | 22 | RE | 1 | Electric Utility |  | N |  | N |  | N |  | N | X |  | Ohio Power Co | 14006 | OH | 138 | 69 |  | Ohio Gas Company
3762 | City of Cleveland - (OH) | 2906 | Collinwood | 13611 Aspinwall Avenue | Cleveland | OH | 44110 | Cuyahoga | 41.5569 | -81.588 | RFC | PJM | PJM Interconnection, LLC |  | 22 | RE | 1 | Electric Utility |  | N |  | N |  | N |  |  | X |  | Cleveland Electric Illum Co | 3755 | OH | 138 |  |  | Dominion East Ohio Gas Pipeline
3762 | City of Cleveland - (OH) | 2908 | Lake Road (OH) | 5251 North Marginal Road | Cleveland | OH | 44114 | Cuyahoga | 41.5278 | -81.6494 | RFC | PJM | PJM Interconnection, LLC | Lake Erie | 22 | RE | 1 | Electric Utility |  | N |  | N |  | N |  | N | X |  | Cleveland Electric Illum Co | 3755 | OH | 138
3762 | City of Cleveland - (OH) | 2909 | West 41st Street | 2490 West 41st Street | Cleveland | OH | 44113 | Cuyahoga | 41.474 | -81.7145 | RFC | PJM | PJM Interconnection, LLC |  | 22 | RE | 1 | Electric Utility |  | N |  | N |  | N |  |  | X |  | Cleveland Electric Illum Co | 3755 | OH | 138 |  |  | Dominion East Ohio Gas Pipeline
5336 | City of Dover - (OH) | 2914 | Dover | 303 East Broadway | Dover | OH | 44622 | Tuscarawas | 40.5201 | -81.4681 | RFC | PJM | PJM Interconnection, LLC | Tuscarawas River | 22 | RE | 1 | Electric Utility |  | N |  | N |  | N |  | N | X |  | City of Dover - (OH) | 5336 | OH | 69 |  |  | Dominion East Ohio
7977 | City of Hamilton - (OH) | 2917 | Hamilton (OH) | 960 N. 3rd Street | Hamilton | OH | 45011 | Butler | 39.4098 | -84.5543 | RFC | PJM | PJM Interconnection, LLC | Great Miami River | 22 | RE | 1 | Electric Utility |  | N |  | N |  | N |  | N | X |  | City of Hamilton - (OH) | 7977 | OH | 69 |  |  | Texas Eastern
10830 | City of Lebanon - (OH) | 2921 | Lebanon | 121 West South St. | Lebanon | OH | 45036 | Warren | 39.4322 | -84.2109 | RFC | PJM | PJM Interconnection, LLC |  | 22 | RE | 1 | Electric Utility |  | N |  | N |  | N |  | N | X |  | City of Lebanon - (OH) | 10830 | OH | 12.4
13949 | City of Oberlin - (OH) | 2933 | Oberlin (OH) | 289 South Professor Street | Oberlin | OH | 44100 | Lorain | 41.2836 | -82.2194 | RFC | PJM | PJM Interconnection, LLC |  | 22 | RE | 1 | Electric Utility |  | N |  | N |  | N |  | N | X |  | Ohio Edison Co | 13998 | OH | 69 |  |  | Columbia Gas of Ohio
14194 | City of Orrville - (OH) | 2935 | Orrville | 1100 Perry St. | Orrville | OH | 44667 | Wayne | 40.851 | -81.7658 | RFC | PJM | PJM Interconnection, LLC | Municipality | 22 | RE | 1 | Electric Utility |  | N |  | N |  | N |  | N | X |  | City of Orrville - (OH) | 14194 | OH | 138 |  |  | Wooster Pipeline
14381 | City of Painesville | 2936 | Painesville | 325 Richmond Street | Painesville | OH | 44077 | Lake | 41.7265 | -81.254 | RFC | PJM | PJM Interconnection, LLC | Man Made Pond | 22 | RE | 1 | Electric Utility |  | N |  | N |  | N |  | N | X |  | City of Painesville | 14381 | OH | 138 | 13.2 |  | Dominion East Ohio Gas N120 L#76
15095 | City of Piqua - (OH) | 2937 | Piqua Power Plant | 919 S. Main Street | Piqua | OH | 45356 | Miami | 40.1338 | -84.2373 | RFC | PJM | PJM Interconnection, LLC | River Miami | 22 | RE | 1 | Electric Utility |  | N |  | N |  | N |  | N | X |  | City of Piqua - (OH) | 15095 | OH | 69
17891 | City of St Marys - (OH) | 2942 | St Marys | 335 North Chestnut | St. Marys | OH | 45885 | Auglaize | 40.5458 | -84.3889 | RFC | PJM | PJM Interconnection, LLC | Grand Lake St Marys | 22 | RE | 1 | Electric Utility |  | N |  | N |  | N |  | N | X |  | City of St Marys - (OH) | 17891 | OH | 12.47 |  |  | Dominion East Ohio Gas
17043 | City of Shelby - (OH) | 2943 | Shelby Municipal Light Plant | 34 Mansfield Ave. | Shelby | OH | 44875 | Richland | 40.88 | -82.6567 | RFC | PJM | PJM Interconnection, LLC | Municipality | 22 | RE | 1 | Electric Utility |  | N |  | N |  | N |  | N | X |  | City of Shelby - (OH) | 17043 | OH | 12.5 |  |  | Columbia Gas
20977 | City of Woodsfield - (OH) | 2945 | Anadarko | 203 Roy St | Woodsfield | OH | 43793 | Monroe | 39.757 | -81.1155 | RFC | PJM | PJM Interconnection, LLC | Municipality | 22 | RE | 1 | Electric Utility |  | N |  | N |  | N |  |  | X |  | Ohio Power Co | 14006 | OH | 69 |  |  | Dominion East Ohio
14063 | Oklahoma Gas & Electric Co | 2947 | Arbuckle | NA | NA | OK | 73086 | Murray | 34.5117 | -96.9797 | SPP | SWPP | Southwest Power Pool | Wells | 22 | RE | 1 | Electric Utility |  | N |  | N |  | N |  | N | X
14063 | Oklahoma Gas & Electric Co | 2950 | Enid | 2318 Leona Mitchell Dr. | Enid | OK | 73701 | Garfield | 36.3713 | -97.8737 | SPP | SWPP | Southwest Power Pool |  | 22 | RE | 1 | Electric Utility |  | N |  | N |  | N |  | N | X |  | Oklahoma Gas & Electric Co | 14063 | OK | 69
14063 | Oklahoma Gas & Electric Co | 2951 | Horseshoe Lake | 19801 NE 36th Street | Harrah | OK | 73045 | Oklahoma | 35.5087 | -97.1797 | SPP | SWPP | Southwest Power Pool | Horseshoe Lake | 22 | RE | 1 | Electric Utility |  | N |  | N |  | N |  | N | X |  | Oklahoma Gas & Electric Co | 14063 | OK | 138 |  |  | Enable Midstream
14063 | Oklahoma Gas & Electric Co | 2952 | Muskogee | 5501 Three Forks Road | Fort Gibson | OK | 74434 | Muskogee | 35.7614 | -95.2873 | SPP | SWPP | Southwest Power Pool | Arkansas River | 22 | RE | 1 | Electric Utility |  | N |  | N |  | N |  | N | X |  | Oklahoma Gas & Electric Co | 14063 | OK | 345 |  |  | Enable Midstream
14063 | Oklahoma Gas & Electric Co | 2953 | Mustang | 501 Mustang Plant Rd. | Oklahoma City | OK | 73127 | Canadian | 35.4699 | -97.675 | SPP | SWPP | Southwest Power Pool | Municipality | 22 | RE | 1 | Electric Utility |  | N |  | N |  | N |  | N | X |  | Oklahoma Gas & Electric Co | 14063 | OK | 138 |  |  | Enable Midstream
14063 | Oklahoma Gas & Electric Co | 2956 | Seminole (OK) | Route 2, Box 18-A | Konowa | OK | 74849 | Seminole | 34.9665 | -96.7258 | SPP | SWPP | Southwest Power Pool | South Canadian River/ Wells | 22 | RE | 1 | Electric Utility |  | N |  | N |  | N |  | N | X |  | Oklahoma Gas & Electric Co | 14063 | OK | 345 |  |  | Enable Midstream
14063 | Oklahoma Gas & Electric Co | 2958 | Woodward | Woodward Lakeview Drive | Woodward | OK | 73801 | Woodward | 36.3754 | -99.3702 | SPP | SWPP | Southwest Power Pool |  | 22 | RE | 1 | Electric Utility |  | N |  | N |  | N |  | N | X |  | Oklahoma Gas & Electric Co | 14063 | OK | 24
15474 | Public Service Co of Oklahoma | 2963 | Northeastern | Highway 169 & 88 | Oologah | OK | 74053 | Rogers | 36.4317 | -95.7008 | SPP | SWPP | Southwest Power Pool | Verdigris River | 22 | RE | 1 | Electric Utility |  | N |  | N |  | N |  | Y | N | OP | Public Service Co of Oklahoma | 15474 | OK | 345 |  |  | Enable, Midstream, and OGT
15474 | Public Service Co of Oklahoma | 2964 | Southwestern | 32034 County Street 2605 | Anadarko | OK | 73005 | Caddo | 35.1009 | -98.3524 | SPP | SWPP | Southwest Power Pool | Municipality | 22 | RE | 1 | Electric Utility |  | N |  | N |  | N |  | N | X |  | Public Service Co of Oklahoma | 15474 | OK | 138 |  |  | Enable Gas Company, Oklahoma Gas Transmission
15474 | Public Service Co of Oklahoma | 2965 | Tulsa | 3600 S. Elwood | Tulsa | OK | 74102 | Tulsa | 36.1165 | -95.991 | SPP | SWPP | Southwest Power Pool | Arkansas River | 22 | RE | 1 | Electric Utility |  | N |  | N |  | N |  |  | X |  | Public Service Co of Oklahoma | 15474 | OK | 138 |  |  | Enable, Midstream Partners, & OGT
15474 | Public Service Co of Oklahoma | 2966 | Weleetka | South of City | Weleetka | OK | 74880 | Okfuskee | 35.3233 | -96.1352 | SPP | SWPP | Southwest Power Pool |  | 22 | RE | 1 | Electric Utility |  | N |  | N |  | N |  |  | X |  | Public Service Co of Oklahoma | 15474 | OK | 138 |  |  | Enable, Midstream Partners
4667 | City of Cushing - (OK) | 2975 | Cushing | 300 North Seay | Cushing | OK | 74023 | Payne | 35.9826 | -96.7757 | SPP | SWPP | Southwest Power Pool | Municipality | 22 | RE | 1 | Electric Utility |  | N |  | N |  | N |  |  | X |  | Grand River Dam Authority | 7490 | OK | 69 |  |  | Center Point Energy
7490 | Grand River Dam Authority | 2980 | Markham | 4221 E 545 RD | Locust Grove | OK | 74352 | Mayes | 36.2317 | -95.1822 | SPP | SWPP | Southwest Power Pool | Grand Neosho | 22 | RE | 1 | Electric Utility |  | N |  | N |  | N |  | N | X |  | Grand River Dam Authority | 7490 | OK | 161 | 115
7490 | Grand River Dam Authority | 2981 | Pensacola | Junction 82 & 28 | Langley | OK | 74350 | Mayes | 36.4675 | -95.0414 | SPP | SWPP | Southwest Power Pool | Grand Neosho | 22 | RE | 1 | Electric Utility |  | N |  | N |  | N |  | N | X |  | Grand River Dam Authority | 7490 | OK | 69 | 161
7490 | Grand River Dam Authority | 2982 | Salina | 620 S. 4437 RD | Salina | OK | 74365 | Mayes | 36.2647 | -95.1036 | SPP | SWPP | Southwest Power Pool | Lake Hudson | 22 | RE | 1 | Electric Utility |  | N |  | N |  | N |  | N | X |  | Grand River Dam Authority | 7490 | OK | 161
27470 | USCE-Tulsa District | 2984 | Keystone Dam | 23115 West Wekiwa Rd | Sand Springs | OK | 74063 | Tulsa | 36.1508 | -96.2517 | SPP | SWPP | Southwest Power Pool | Arkansas River | 22 | RE | 1 | Electric Utility |  | N |  | N |  | N |  | N | X |  | Southwestern Power Administration | 17716 |  | 138
27470 | USCE-Tulsa District | 2985 | Robert S Kerr | 29759 Powerhouse Rd | Keota | OK | 74955 | Sequoyah | 35.3445 | -94.7755 | SPP | SPA | Southwestern Power Administration | Arkansas River | 22 | RE | 1 | Electric Utility |  | N |  | N |  | N |  | N | X |  | Southwestern Power Administration | 17716 |  | 161
10320 | City of Kingfisher - (OK) | 2986 | Kingfisher | 301 North Main | Kingfisher | OK | 73750 | Kingfisher | 35.8575 | -97.9277 | SPP | SWPP | Southwest Power Pool | Municipality | 22 | RE | 1 | Electric Utility |  | N |  | N |  | N |  | N | X |  | Oklahoma Gas & Electric Co | 14063 | OK | 69 |  |  | Oklahoma Natural Gas
27470 | USCE-Tulsa District | 2987 | Webbers Falls | Route 1, Box 145 | Webbers Falls | OK | 74470 | Muskogee | 35.5531 | -95.1708 | SPP | SPA | Southwestern Power Administration | Arkansas River | 22 | RE | 1 | Electric Utility |  | N |  | N |  | N |  | N | X |  | Southwestern Power Administration | 17716 |  | 161
11566 | City of Mangum - (OK) | 2991 | Mangum | 100 North Lewis Tittle | Mangum | OK | 73554 | GREER | 34.8836 | -99.5022 | SPP | SWPP | Southwest Power Pool | River | 22 | RE | 1 | Electric Utility |  | N |  | N |  | N |  | N | X |  | City of Mangum - (OK) | 11566 | OK | 69 |  |  | Centerpoint
14582 | City of Pawhuska - (OK) | 2995 | Pawhuska | 701 West 10th | Pawhuska | OK | 74056 | Osage | 36.6694 | -96.3474 | SPP | SWPP | Southwest Power Pool | Municipality | 22 | RE | 1 | Electric Utility |  | N |  | N |  | N |  | N | X |  | Public Service Co of Oklahoma | 15474 | OK | 138 |  |  | Southern Star
18125 | Stillwater Utilities Authority | 3000 | Boomer Lake Station | 1 Boomer Lake Station Drive | Stillwater | OK | 74075 | Payne | 36.1438 | -97.0681 | SPP | SWPP | Southwest Power Pool | Boomer Lake | 22 | RE | 1 | Electric Utility |  | N |  | N |  | N |  | N | X |  | Stillwater Utilities Authority | 18125 | OK | 13 |  |  | Oklahoma Natural Gas Pipeline
27470 | USCE-Tulsa District | 3003 | Fort Gibson | 21391 State Hwy 251 A | Fort Gibson | OK | 74434 | Cherokee | 35.8693 | -95.2269 | SPP | SPA | Southwestern Power Administration | Grand River | 22 | RE | 1 | Electric Utility |  | N |  | N |  | N |  | N | X |  | Southwestern Power Administration | 17716 |  | 161
27470 | USCE-Tulsa District | 3004 | Tenkiller Ferry | Route 1, Box 259P | Gore | OK | 74435 | Sequoyah | 35.595 | -95.0511 | SPP | SPA | Southwestern Power Administration | Illinois River | 22 | RE | 1 | Electric Utility |  | N |  | N |  | N |  | N | X |  | Southwestern Power Administration | 17716 |  | 161
20447 | Western Farmers Elec Coop, Inc | 3006 | Anadarko Plant | 701 NE 7TH STREET | Anadarko | OK | 73005 | Caddo | 35.0847 | -98.23 | SPP | SWPP | Southwest Power Pool | Lake | 22 | RE | 1 | Electric Utility |  | N |  | N |  | N |  | N | X |  | Western Farmers Elec Coop, Inc | 20447 |  | 138 |  |  | ONEOK Gas Company
20447 | Western Farmers Elec Coop, Inc | 3008 | Mooreland | Junction Hwy. 50 & 412 | Mooreland | OK | 73852 | Woodward | 36.4372 | -99.2254 | SPP | SWPP | Southwest Power Pool | Wells | 22 | RE | 1 | Electric Utility |  | N |  | N |  | N |  | N | X |  | Oklahoma Gas & Electric Co | 14063 | OK | 138 |  |  | ONEOK Gas Company
9191 | Idaho Power Co | 3013 | Hells Canyon | 22 Miles N of OR Highway 86 | Oxbow | OR | 97840 | Wallowa | 45.2439 | -116.7008 | WECC | IPCO | Idaho Power Company | Snake River | 22 | RE | 1 | Electric Utility |  | N |  | N |  | N |  | N | X |  | Idaho Power Co | 9191 | OR | 230
9191 | Idaho Power Co | 3014 | Oxbow (OR) | OR Highway 86 at the Snake R. | Oxbow | OR | 97840 | Baker | 44.9716 | -116.835 | WECC | IPCO | Idaho Power Company | Snake River | 22 | RE | 1 | Electric Utility |  | N |  | N |  | N |  |  | X |  | Idaho Power Co | 9191 | OR | 230
14354 | PacifiCorp | 3020 | Clearwater 1 | Nfd 300 Road | Idleyld Park | OR | 97447 | Douglas | 43.2512 | -122.3379 | WECC | PACW | PacifiCorp - West | Clearwater River | 22 | RE | 1 | Electric Utility |  | N |  | N |  | N |  |  | X |  | PacifiCorp | 14354 | OR | 115
14354 | PacifiCorp | 3021 | Clearwater 2 | Nfd 075 Road | Idleyld Park | OR | 97447 | Douglas | 43.2669 | -122.4098 | WECC | PACW | PacifiCorp - West | Clearwater River | 22 | RE | 1 | Electric Utility |  | N |  | N |  | N |  |  | X |  | PacifiCorp | 14354 | OR | 115
14354 | PacifiCorp | 3024 | Eagle Point | 2405 Borphy Road | Eagle Point | OR | 97524 | Jackson | 42.5146 | -122.7571 | WECC | PACW | PacifiCorp - West | South Fork Big Butte Creek | 22 | RE | 1 | Electric Utility |  | N |  | N |  | N |  |  | X |  | PacifiCorp | 14354 | OR | 115
14354 | PacifiCorp | 3025 | East Side | Conger Avenue | Klamath Falls | OR | 97601 | Klamath | 42.2248 | -121.7955 | WECC | PACW | PacifiCorp - West | Link River | 22 | RE | 1 | Electric Utility |  | N |  | N |  | N |  |  | X |  | PacifiCorp | 14354 | OR | 69
14354 | PacifiCorp | 3026 | Fish Creek | Highway 138 | Idleyld Park | OR | 97447 | Douglas | 43.2742 | -122.449 | WECC | PACW | PacifiCorp - West | Fish Creek | 22 | RE | 1 | Electric Utility |  | N |  | N |  | N |  |  | X |  | PacifiCorp | 14354 | OR | 115
14354 | PacifiCorp | 3028 | John C Boyle | 26020 Highway 66 | Keno | OR | 97627 | Klamath | 42.0936 | -122.0703 | WECC | PACW | PacifiCorp - West | Klamath River | 22 | RE | 1 | Electric Utility |  | N |  | N |  | N |  |  | X |  | PacifiCorp | 14354 | OR | 230
14354 | PacifiCorp | 3029 | Lemolo 1 | Lemolo Plant Road | Idleyld Park | OR | 97447 | Douglas | 43.3558 | -122.2494 | WECC | PACW | PacifiCorp - West | North Umpqua River | 22 | RE | 1 | Electric Utility |  | N |  | N |  | N |  |  | X |  | PacifiCorp | 14354 | OR | 115
14354 | PacifiCorp | 3031 | Powerdale | 548 Highway 35 | Hood River | OR | 97031 | Hood River | 45.7039 | -121.5042 | WECC | PACW | PacifiCorp - West | Hood River | 22 | RE | 1 | Electric Utility |  | N |  | N |  | N |  |  | X |  | PacifiCorp | 14354 | OR | 69
14354 | PacifiCorp | 3032 | Prospect 1 | 111 Mill Creek Drive | Prospect | OR | 97536 | Jackson | 42.7307 | -122.5151 | WECC | PACW | PacifiCorp - West | North Fork Rogue River | 22 | RE | 1 | Electric Utility |  | N |  | N |  | N |  |  | X |  | PacifiCorp | 14354 | OR | 69
14354 | PacifiCorp | 3033 | Prospect 2 | 111 Mill Creek Drive | Prospect | OR | 97536 | Jackson | 42.7312 | -122.514 | WECC | PACW | PacifiCorp - West | North Fork Rogue River | 22 | RE | 1 | Electric Utility |  | N |  | N |  | N |  |  | X |  | PacifiCorp | 14354 | OR | 69
14354 | PacifiCorp | 3034 | Prospect 3 | Roque River National Forrest | Prospect | OR | 97536 | Jackson | 42.7306 | -122.4185 | WECC | PACW | PacifiCorp - West | South Fork Rogue River | 22 | RE | 1 | Electric Utility |  | N |  | N |  | N |  |  | X |  | PacifiCorp | 14354 | OR | 69
14354 | PacifiCorp | 3035 | Prospect 4 | 111 Mill Creek Drive | Prospect | OR | 97536 | Jackson | 42.7331 | -122.5151 | WECC | PACW | PacifiCorp - West | North Fork Rogue River | 22 | RE | 1 | Electric Utility |  | N |  | N |  | N |  |  | X |  | PacifiCorp | 14354 | OR | 69
14354 | PacifiCorp | 3036 | Slide Creek | Nfd 010 Road | Idleyld Park | OR | 97447 | Douglas | 43.2939 | -122.4728 | WECC | PACW | PacifiCorp - West | North Umpqua River | 22 | RE | 1 | Electric Utility |  | N |  | N |  | N |  |  | X |  | PacifiCorp | 14354 | OR | 115
14354 | PacifiCorp | 3037 | Soda Springs | Nfd 011 | Idleyld Park | OR | 97447 | Douglas | 43.3061 | -122.5014 | WECC | PACW | PacifiCorp - West | North Fork Umpqua River | 22 | RE | 1 | Electric Utility |  | N |  | N |  | N |  |  | X |  | PacifiCorp | 14354 | OR | 115
14354 | PacifiCorp | 3040 | Toketee Falls | Toketee Falls & Hwy 138 | Idleyld Park | OR | 97447 | Douglas | 43.2727 | -122.4475 | WECC | PACW | PacifiCorp - West | North Fork Umpqua River | 22 | RE | 1 | Electric Utility |  | N |  | N |  | N |  |  | X |  | PacifiCorp | 14354 | OR | 115
14354 | PacifiCorp | 3041 | Wallowa Falls | Wallowa Lake Hwy | Joseph | OR | 97846 | Wallowa | 45.2667 | -117.2127 | WECC | PACW | PacifiCorp - West | East Fork Wallowa River | 22 | RE | 1 | Electric Utility |  | N |  | N |  | N |  |  | X |  | PacifiCorp | 14354 | OR | 20
15248 | Portland General Electric Co | 3044 | Bull Run Hydro | 13151 SE Bull Run Rd | Sandy | OR | 97055 | Clackamas | 45.429 | -122.2339 | WECC | PGE | Portland General Electric Company | Big Sandy River | 22 | RE | 1 | Electric Utility |  | N |  | N |  | N |  | N | X |  | Portland General Electric Company | 15248 | OR | 57
15248 | Portland General Electric Co | 3045 | Faraday | 33831 Faraday Rd | Estacada | OR | 97023 | Clackamas | 45.268 | -122.3201 | WECC | PGE | Portland General Electric Company | Clackamas River | 22 | RE | 1 | Electric Utility |  | N |  | N |  | N |  | N | X |  | Portland General Electric Co | 15248 | OR | 115
15248 | Portland General Electric Co | 3047 | North Fork | 33831 Faraday Rd | Estacada | OR | 97023 | Clackamas | 45.2433 | -122.2799 | WECC | PGE | Portland General Electric Company | Clackamas River | 22 | RE | 1 | Electric Utility |  | N |  | N |  | N |  | N | X |  | Portland General Electric Co | 15248 | OR | 115
15248 | Portland General Electric Co | 3048 | Pelton | 4133 NW Pelton Dam Rd | Madras | OR | 97741 | Jefferson | 44.6944 | -121.2314 | WECC | PGE | Portland General Electric Company | Deschutes River | 22 | RE | 1 | Electric Utility |  | N |  | N |  | N |  | N | X |  | Portland General Electric Co | 15248 | OR | 230
15248 | Portland General Electric Co | 3049 | River Mill | Kilowatt Rd | Estacada | OR | 97023 | Clackamas | 45.3 | -122.35 | WECC | PGE | Portland General Electric Company | Clackamas River | 22 | RE | 1 | Electric Utility |  | N |  | N |  | N |  | N | X |  | Portland General Electric Co | 15248 | OR | 57
15248 | Portland General Electric Co | 3050 | Round Butte | 726 SW Lower Bend Rd | Madras | OR | 97741 | Jefferson | 44.6058 | -121.2773 | WECC | PGE | Portland General Electric Company | Deschutes River | 22 | RE | 1 | Electric Utility |  | N |  | N |  | N |  | N | X |  | Portland General Electric Co | 15248 | OR | 230
15248 | Portland General Electric Co | 3053 | Sullivan | 4303 Willamette Falls Dr | West Linn | OR | 97068 | Clackamas | 45.354 | -122.619 | WECC | PGE | Portland General Electric Company | Willamette River | 22 | RE | 1 | Electric Utility |  | N |  | N |  | N |  | N | X |  | Portland General Electric Co | 15248 | OR | 57
6013 | Eugene Water & Electric Board | 3067 | Carmen Smith | 59727 McKenzie Highway | McKenzie Bridge | OR | 97413 | Linn | 44.286 | -122.0414 | WECC | BPAT | Bonneville Power Administration | McKenzie River, Smith River | 22 | RE | 1 | Electric Utility |  | N |  | N |  | N |  | N | X |  | City of Eugene - (OR) | 6022 | OR | 115
6013 | Eugene Water & Electric Board | 3068 | Leaburg | 42520 McKenzie Hwy | Springfield | OR | 97477 | Lane | 44.1011 | -122.6892 | WECC | BPAT | Bonneville Power Administration | McKenzie River | 22 | RE | 1 | Electric Utility |  | N |  | N |  | N |  | N | X |  | City of Eugene - (OR) | 6022 | OR | 69
6013 | Eugene Water & Electric Board | 3071 | Walterville | 38655 Camp Creek Rd | Springfield | OR | 97477 | Lane | 44.0696 | -122.835 | WECC | BPAT | Bonneville Power Administration | McKenzie River | 22 | RE | 1 | Electric Utility |  | N |  | N |  | N |  | N | X |  | City of Eugene - (OR) | 6022 | OR | 69
19400 | USACE Northwestern Division | 3074 | Big Cliff | P.O. BOX 429 | Lowell | OR | 97452 | Marion | 44.7514 | -122.2832 | WECC | BPAT | Bonneville Power Administration | North Santiam River | 22 | RE | 1 | Electric Utility |  | N |  | N |  | N |  | N | X |  | Bonneville Power Administration | 1738 | OR | 13.8
19400 | USACE Northwestern Division | 3075 | Bonneville | ATTN: Project Office | Cascade Locks | OR | 97014 | Multnomah | 45.6441 | -121.941 | WECC | BPAT | Bonneville Power Administration | Columbia River | 22 | RE | 1 | Electric Utility |  | N |  | N |  | N |  | N | X |  | Bonneville Power Administration | 1738 | OR | 230 | 115
19400 | USACE Northwestern Division | 3076 | Cougar | P.O. BOX 429 | Lowell | OR | 97452 | Lane | 44.1307 | -122.2439 | WECC | BPAT | Bonneville Power Administration | South Fork Mckensie River | 22 | RE | 1 | Electric Utility |  | N |  | N |  | N |  |  | X |  | Bonneville Power Administration | 1738 | OR | 115
19400 | USACE Northwestern Division | 3077 | Detroit | P.O. BOX 429 | Lowell | OR | 97452 | Marion | 44.7224 | -122.2511 | WECC | BPAT | Bonneville Power Administration | North Santiam River | 22 | RE | 1 | Electric Utility |  | N |  | N |  | N |  |  | X |  | Bonneville Power Administration | 1738 | OR | 230
19400 | USACE Northwestern Division | 3078 | Dexter | P.O. BOX 429 | Lowell | OR | 97452 | Lane | 43.9242 | -122.8055 | WECC | BPAT | Bonneville Power Administration | Middle Fork Willamette River | 22 | RE | 1 | Electric Utility |  | N |  | N |  | N |  | N | X |  | Bonneville Power Administration | 1738 | OR | 115
19400 | USACE Northwestern Division | 3080 | Green Peter | P.O. BOX 429 | Lowell | OR | 97452 | Linn | 44.4494 | -122.5494 | WECC | BPAT | Bonneville Power Administration | South Santiam River | 22 | RE | 1 | Electric Utility |  | N |  | N |  | N |  |  | X |  | Bonneville Power Administration | 1738 | OR | 115
19400 | USACE Northwestern Division | 3081 | Hills Creek | P.O. Box 429 | Lowell | OR | 97452 | Lane | 43.7107 | -122.4238 | WECC | BPAT | Bonneville Power Administration | Middle Fork Willamette River | 22 | RE | 1 | Electric Utility |  | N |  | N |  | N |  |  | X |  | Bonneville Power Administration | 1738 | OR | 115
19400 | USACE Northwestern Division | 3082 | John Day | P.O. BOX 564 | The Dalles | OR | 97058 | Sherman | 45.7164 | -120.6941 | WECC | BPAT | Bonneville Power Administration | Columbia River | 22 | RE | 1 | Electric Utility |  | N |  | N |  | N |  |  | X |  | Bonneville Power Administration | 1738 | OR | 500
19400 | USACE Northwestern Division | 3083 | Lookout Point | P.O. BOX 429 | Lowell | OR | 97452 | Lane | 43.9153 | -122.7531 | WECC | BPAT | Bonneville Power Administration | Middle Fork Willamette River | 22 | RE | 1 | Electric Utility |  | N |  | N |  | N |  |  | X |  | Bonneville Power Administration | 1738 | OR | 115
19400 | USACE Northwestern Division | 3084 | McNary | P.O. BOX 1230 | Umatilla | OR | 97882 | Umatilla | 45.9402 | -119.2988 | WECC | BPAT | Bonneville Power Administration | Columbia And Snake Rivers | 22 | RE | 1 | Electric Utility |  | N |  | N |  | N |  |  | X |  | Bonneville Power Administration | 1738 | OR | 230
14165 | NRG Power Midwest LP | 3096 | Brunot Island | 2849 West Carson Street | Pittsburg | PA | 15204 | Allegheny | 40.4649 | -80.0438 | RFC | PJM | PJM Interconnection, LLC | Ohio River | 22 | NR | 2 | IPP Non-CHP |  | N |  | N |  | Y | 00-115-000 | N | X |  | Duquesne Light Co | 5487 | PA | 138 | 69 |  | Peoples Natural Gas Co
14165 | NRG Power Midwest LP | 3098 | Elrama Power Plant | 30 Duquesne Light Way | Elrama | PA | 15038 | Washington | 40.2518 | -79.918 | RFC | PJM | PJM Interconnection, LLC | Monongahela River | 22 | NR | 2 | IPP Non-CHP |  | N |  | N |  | Y | 00-115-000 | Y | Y | OS | Duquesne Light Co | 5487 | PA | 138
14165 | NRG Power Midwest LP | 3099 | F R Phillips | 1249 Erie Ave. | Crescent Township | PA | 15046 | Allegheny | 40.5758 | -80.2286 | RFC |  |  | Ohio River | 22 | NR | 2 | IPP Non-CHP |  | N |  | N |  | N |  | N | X
17235 | NRG REMA LLC | 3109 | Hamilton (PA) | 100 Mummerts Church Road | East Berlin | PA | 17325 | Adams | 39.9087 | -76.9885 | RFC | PJM | PJM Interconnection, LLC |  | 22 | NR | 2 | IPP Non-CHP |  | N |  | N |  | Y | 00-248-000, 01-211-000 | N | X |  | Metropolitan Edison Co | 12390 | PA | 115
17235 | NRG REMA LLC | 3110 | Hunterstown | 1890 Granite Station Road | Gettysburg | PA | 17325 | Adams | 39.8662 | -77.1648 | RFC | PJM | PJM Interconnection, LLC |  | 22 | NR | 2 | IPP Non-CHP |  | N |  | N |  | Y | 00-248-000, 01-211-000 | N | X |  | Metropolitan Edison Co | 12390 | PA | 115 |  |  | Spectra Energy
17235 | NRG REMA LLC | 3111 | Mountain | 1 Mount Street | Mount Holly Springs | PA | 17065 | Cumberland | 40.1229 | -77.1723 | RFC | PJM | PJM Interconnection, LLC |  | 22 | NR | 2 | IPP Non-CHP |  | N |  | N |  | Y | 00-248-000, 01-211-000 | N | X |  | Metropolitan Edison Co | 12390 | PA | 115 |  |  | UGI
17235 | NRG REMA LLC | 3112 | Orrtanna | 1745 Knoxlyn-Ortanna Road | Orrtanna | PA | 17353 | Adams | 39.8442 | -77.3508 | RFC | PJM | PJM Interconnection, LLC |  | 22 | NR | 2 | IPP Non-CHP |  | N |  | N |  | Y | 00-248-000, 01-211-000 | N | X |  | Metropolitan Edison Co | 12390 | PA | 115
17235 | NRG REMA LLC | 3113 | Portland (PA) | 5027 River Road | Mt. Bethel | PA | 18351 | Northampton | 40.9102 | -75.0794 | RFC | PJM | PJM Interconnection, LLC | Delaware River | 22 | NR | 2 | IPP Non-CHP |  | N |  | N |  | Y | 00-248-000, 01-211-000 | N | X |  | Metropolitan Edison Co | 12390 | PA | 230 |  |  | UGI
17235 | NRG REMA LLC | 3114 | Shawnee (PA) | Route 209 | East Stroudsburg | PA | 18324 | Monroe | 41.0612 | -75.0582 | RFC | PJM | PJM Interconnection, LLC |  | 22 | NR | 2 | IPP Non-CHP |  | N |  | N |  | Y | 00-248-000, 01-211-000 | N | X |  | Metropolitan Edison Co | 12390 | PA | 34.5
17235 | NRG REMA LLC | 3115 | Titus | 296 Poplar Neck Road | Birsboro | PA | 19508 | Berks | 40.3056 | -75.9081 | RFC | PJM | PJM Interconnection, LLC | Schuylkill River | 22 | NR | 2 | IPP Non-CHP |  | N |  | N |  | Y | 00-248-000, 01-211-000 | N | X |  | Metropolitan Edison Co | 12390 | PA | 69 |  |  | These are Oil units only as the gas line has been disconnected
17235 | NRG REMA LLC | 3116 | Tolna | Route 851 | Stewartstown | PA | 17363 | York | 39.7606 | -76.6353 | RFC | PJM | PJM Interconnection, LLC |  | 22 | NR | 2 | IPP Non-CHP |  | N |  | N |  | Y | 00-248-000, 01-211-000 | N | X |  | Metropolitan Edison Co | 12390 | PA | 115
56065 | York Haven Power Company LLC | 3117 | York Haven | Locust St & 1 Hydro Park Drive | York Haven | PA | 17370 | York | 40.1136 | -76.712 | RFC | PJM | PJM Interconnection, LLC | Willis Run | 22 | NR | 2 | IPP Non-CHP |  | N |  | Y | 07-506 | N |  | N | X |  | Metropolitan Edison Co | 12390 | PA | 115
15873 | GenOn Northeast Management Company | 3118 | Conemaugh | 1442 Power Plant Road | New Florence | PA | 15944 | Indiana | 40.3842 | -79.0611 | RFC | PJM | PJM Interconnection, LLC | Conemaugh River | 22 | NR | 2 | IPP Non-CHP |  | N |  | N |  | Y | 01-45-000, 01-45-000, 06-28-000, 01-43-000, 01-42-000 | Y | Y | OP | Pennsylvania Electric Co | 14711 | PA | 500 |  |  | Peoples Gas
17235 | NRG REMA LLC | 3120 | Blossburg | North Route 15 | Blossburg | PA | 16912 | Tioga | 41.7065 | -77.0818 | RFC | PJM | PJM Interconnection, LLC |  | 22 | NR | 2 | IPP Non-CHP |  | N |  | N |  | Y | 00-248-000, 01-211-000 | N | X |  | Pennsylvania Electric Co | 14711 | PA | 34.5 |  |  | UGI
58615 | NRG Homer City Services LLC | 3122 | Homer City Generating Station | 1750 Power Plant Road | Homer City | PA | 15748 | Indiana | 40.5128 | -79.1961 | RFC | PJM | PJM Interconnection, LLC | Two Lick Creek | 22 | NR | 2 | IPP Non-CHP |  | N |  | N |  | Y | 99-75-000 | N | X |  | West Penn Power Company | 20387 | PA | 345
54679 | BP Piney & Deep Creek LLC | 3124 | Piney | 2000 River Road | Clarion | PA | 16214 | Clarion | 41.1921 | -79.4335 | RFC | PJM | PJM Interconnection, LLC | Clarion River | 22 | NR | 2 | IPP Non-CHP |  | N |  | N |  | Y | 00-248-000 |  | X |  | Pennsylvania Electric Co | 14711 | PA | 115
54885 | NRG Wholesale Generation LP | 3130 | Seward (PA) | 595 Plant Road | New Florence | PA | 15944 | Indiana | 40.4062 | -79.0337 | RFC | PJM | PJM Interconnection, LLC | Conemaugh River | 22 | NR | 2 | IPP Non-CHP |  | N |  | N |  | Y | 01-310-000, 00-248-000, 04-77-000 | N | X |  | Pennsylvania Electric Co | 14711 | PA | 235
17235 | NRG REMA LLC | 3131 | Shawville | 250 Power Plant Drive | Shawville | PA | 16873 | Clearfield | 41.0675 | -78.3662 | RFC | PJM | PJM Interconnection, LLC | Susquehanna River | 22 | NR | 2 | IPP Non-CHP |  | N |  | N |  | Y | 00-248-000, 01-211-000 | Y | Y | OP | Pennsylvania Electric Co | 14711 | PA | 230
17235 | NRG REMA LLC | 3132 | Warren | 2325 Pennsylvania Ave., W. Ext | Warren | PA | 16365 | Warren | 41.8359 | -79.1887 | RFC | PJM | PJM Interconnection, LLC | Allegheny River | 22 | NR | 2 | IPP Non-CHP |  | N |  | N |  | Y | 00-248-000, 01-211-000 | N | X |  | Pennsylvania Electric Co | 14711 | PA | 115 |  |  | UGI
17235 | NRG REMA LLC | 3134 | Wayne | 3590 Franklin Pike | Cochranton | PA | 16314 | Crawford | 41.5192 | -80.0111 | RFC | PJM | PJM Interconnection, LLC |  | 22 | NR | 2 | IPP Non-CHP |  | N |  | N |  | Y | 00-248-000, 01-211-000 |  | X |  | Pennsylvania Electric Co | 14711 | OH
15873 | GenOn Northeast Management Company | 3136 | Keystone | 313 Keystone Drive | Shelocta | PA | 15774 | Armstrong | 40.6604 | -79.3411 | RFC | PJM | PJM Interconnection, LLC | Crooked Creek | 22 | NR | 2 | IPP Non-CHP |  | N |  | N |  | Y | 01-45-000, 06-27-000, 01-27-000, 01-43-000, 01-42-000 | N | X |  | Pennsylvania Electric Co | 14711 | PA | 500
14165 | NRG Power Midwest LP | 3138 | New Castle Plant | 2189 St. Rt. 168 South | West Pittsburg | PA | 16160 | Lawrence | 40.9379 | -80.369 | RFC | PJM | PJM Interconnection, LLC | Beaver River | 22 | NR | 2 | IPP Non-CHP |  | N |  | N |  | Y | 00-115-000 | Y | N | OP | Pennsylvania Power Co | 14716 | PA | 138
15276 | TalenEnergy Martins Creek LLC | 3139 | TalenEnergy Martin Creek LLC Allentown | Front and Linden Street | Allentown | PA | 18101 | Lehigh | 40.6084 | -75.456 | RFC | PJM | PJM Interconnection, LLC |  | 22 | NR | 2 | IPP Non-CHP |  | N |  | N |  | Y | 00-41-000 | N | X |  | PPL Electric Utilities Corp | 14715 | PA | 138
15537 | Brunner Island LLC | 3140 | Brunner Island | P.O. Box 221 | York Haven | PA | 17370 | York | 40.0961 | -76.6962 | RFC | PJM | PJM Interconnection, LLC | Susquehanna River | 22 | NR | 2 | IPP Non-CHP |  | N |  | N |  | Y | 00-39-000 | Y | N | OP | PPL Electric Utilities Corp | 14715 | PA | 230
15276 | TalenEnergy Martins Creek LLC | 3142 | TalenEnergy Martins Creek LLC Fishbach | Eagan Street | Pottsville | PA | 17901 | Schuylkill | 40.6891 | -76.2196 | RFC | PJM | PJM Interconnection, LLC |  | 22 | NR | 2 | IPP Non-CHP |  | N |  | N |  | Y | 00-41-000 |  | X |  | PPL Electric Utilities Corp | 14715 | PA | 69
15276 | TalenEnergy Martins Creek LLC | 3143 | TalenEnergy Martins Creek LLC Harrisburg | Brookwood & 19th Streets | Harrisburg | PA | 17104 | Dauphin | 40.2579 | -76.8579 | RFC | PJM | PJM Interconnection, LLC |  | 22 | NR | 2 | IPP Non-CHP |  | N |  | N |  | Y | 00-41-000 |  | X |  | PPL Electric Utilities Corp | 14715 | PA | 69
15276 | TalenEnergy Martins Creek LLC | 3144 | TalenEnergy Martins Creek LLC Harwood | Rt. 924 | West Hazleton | PA | 18201 | Luzerne | 40.9353 | -76.0284 | RFC | PJM | PJM Interconnection, LLC |  | 22 | NR | 2 | IPP Non-CHP |  | N |  | N |  | Y | 00-41-000 |  | X |  | PPL Electric Utilities Corp | 14715 | PA | 69
15458 | TalenEnergy Holtwood LLC | 3145 | TalenEnergy Holtwood | 482 Old Holtwood Road | Holtwood | PA | 17532 | Lancaster | 39.8272 | -76.3318 | RFC | PJM | PJM Interconnection, LLC | Octoraro Crek | 22 | NR | 2 | IPP Non-CHP |  | N |  | N |  | Y | 00-40-000 | N | X |  | PPL Electric Utilities Corp | 14715 | PA | 69
15276 | TalenEnergy Martins Creek LLC | 3146 | TalenEnergy Martins Creek LLC Jenkins | Village of Laflin | Laflin | PA | 18703 | Luzerne | 41.2824 | -75.8164 | RFC | PJM | PJM Interconnection, LLC |  | 22 | NR | 2 | IPP Non-CHP |  | N |  | N |  | Y | 00-41-000 |  | X |  | PPL Electric Utilities Corp | 14715 | PA | 69
15276 | TalenEnergy Martins Creek LLC | 3147 | TalenEnergy Martins Creek LLC Lock Haven | Drakestown Road & Rt 150 | Caldwell | PA | 17745 | Lycoming | 41.1189 | -77.4709 | RFC | PJM | PJM Interconnection, LLC |  | 22 | NR | 2 | IPP Non-CHP |  | N |  | N |  | Y | 00-41-000 |  | X |  | PPL Electric Utilities Corp | 14715 | PA | 69
15276 | TalenEnergy Martins Creek LLC | 3148 | TalenEnergy Martins Creek | 6605 Foul Rift Road | Bangor | PA | 18013 | Northampton | 40.7978 | -75.1054 | RFC | PJM | PJM Interconnection, LLC | Delaware River | 22 | NR | 2 | IPP Non-CHP |  | N |  | N |  | Y | 00-41-000 | N | X |  | PPL Electric Utilities Corp | 14715 | PA | 69 |  |  | Texas Eastern, Transcontinental, and Columbia
15534 | TalenEnergy Montour LLC | 3149 | TalenEnergy Montour | PO Box 128 | Washingtonville | PA | 17884 | Montour | 41.0714 | -76.6672 | RFC | PJM | PJM Interconnection, LLC | Susquehanna River | 22 | NR | 2 | IPP Non-CHP |  | N |  | N |  | Y | 00-44-000; 01-36-000 ; 01-43-000 | Y | N | OP | PPL Electric Utilities Corp | 14715 | PA | 230
22001 | Sunbury Generation LP | 3152 | Sunbury Generation LP | N. Old Trail Road, PO Box 517 | Shamokin Dam | PA | 17876 | Snyder | 40.8361 | -76.825 | RFC | PJM | PJM Interconnection, LLC | Susquehanna River | 22 | NR | 2 | IPP Non-CHP |  | N |  | N |  | Y | 99-233-00 | Y | N | OP | PPL Electric Utilities Corp | 14715 | PA | 230 | 69 | 138
15458 | TalenEnergy Holtwood LLC | 3153 | TalenEnergy HW Wallenpaupack | 126 PPL Drive, P. O. Box 122 | Hawley | PA | 18428 | Wayne | 41.4679 | -75.1309 | RFC | PJM | PJM Interconnection, LLC | Lackawaxen River | 22 | NR | 2 | IPP Non-CHP |  | N |  | N |  | Y | 00-41-000 |  | X |  | PPL Electric Utilities Corp | 14715 | PA | 69
15276 | TalenEnergy Martins Creek LLC | 3154 | TalenEnergy Martins Creek LLC West Shore | Arconia Road | Camp Hill | PA | 17011 | Cumberland | 40.1908 | -76.9458 | RFC | PJM | PJM Interconnection, LLC |  | 22 | NR | 2 | IPP Non-CHP |  | N |  | N |  | Y | 00-41-000 |  | X |  | PPL Electric Utilities Corp | 14715 | PA | 69
15276 | TalenEnergy Martins Creek LLC | 3155 | TalenEnergy Martins Creek LLC Williamsport | Hepburn and Front Streets | Williamsport | PA | 17701 | Lycoming | 41.2361 | -77.0075 | RFC | PJM | PJM Interconnection, LLC |  | 22 | NR | 2 | IPP Non-CHP |  | N |  | N |  | Y | 00-41-000 |  | X |  | PPL Electric Utilities Corp | 14715 | PA | 69
6035 | Exelon Power | 3157 | Chester Generating Station | 2501 Seaport Drive | Chester | PA | 19013 | Chester | 39.8301 | -75.3837 | RFC | PJM | PJM Interconnection, LLC |  | 22 | NR | 2 | IPP Non-CHP |  | N |  | N |  | N |  | N | X |  | PECO Energy Co | 14940 | PA | 13.2
6035 | Exelon Power | 3159 | Cromby Generating Station | Township Line & Cromby Rds. | Pheonixville | PA | 19460 | Chester | 40.1531 | -75.5294 | RFC | PJM | PJM Interconnection, LLC | Schuylkill River | 22 | NR | 2 | IPP Non-CHP |  | N |  | N |  | N |  | N | X |  | PECO Energy Co | 14940 | PA | 132
6035 | Exelon Power | 3160 | Delaware Generating Station | 1325 N. Beach St. | Phila. | PA | 19125 | Philadelphia | 39.968 | -75.1252 | RFC | PJM | PJM Interconnection, LLC | Delaware River | 22 | NR | 2 | IPP Non-CHP |  | N |  | N |  | N |  | N | X |  | PECO Energy Co | 14940 | PA | 13.2
6035 | Exelon Power | 3161 | Eddystone Generating Station | #1 Industrial Hwy. | Eddystone | PA | 19022 | Delaware | 39.858 | -75.323 | RFC | PJM | PJM Interconnection, LLC | Delaware River | 22 | NR | 2 | IPP Non-CHP |  | N |  | N |  | N |  | N | X |  | PECO Energy Co | 14940 | PA | 230 |  |  | Texas Eastern
6035 | Exelon Power | 3162 | Falls | 1123 Old Bristol Pike | Morrisville | PA | 19067 | Bucks | 40.1765 | -74.79 | RFC | PJM | PJM Interconnection, LLC |  | 22 | NR | 2 | IPP Non-CHP |  | N |  | N |  | N |  | N | X |  | PECO Energy Co | 14940 | PA | 13.2
6035 | Exelon Power | 3163 | Moser Generating Station | 1595 Industrial HWY | Pottstown | PA | 19464 | Montgomery | 40.2352 | -75.6193 | RFC | PJM | PJM Interconnection, LLC |  | 22 | NR | 2 | IPP Non-CHP |  | N |  | N |  | N |  | N | X |  | PECO Energy Co | 14940 | PA | 13.2
6035 | Exelon Power | 3164 | Muddy Run | Box 52, RD #1 | Drumore | PA | 17518 | Lancaster | 39.8076 | -76.2993 | RFC | PJM | PJM Interconnection, LLC | Susquehanna River | 22 | NR | 2 | IPP Non-CHP |  | N |  | N |  | N |  |  | X |  | PECO Energy Co | 14940 | PA | 220
55951 | Exelon Nuclear | 3166 | Peach Bottom | 1840 Lay Road | Delta | PA | 17314 | York | 39.7589 | -76.2687 | RFC | PJM | PJM Interconnection, LLC | Susquehanna River | 22 | NR | 2 | IPP Non-CHP |  | N |  | N |  | N |  | N | X |  | PECO Energy Co | 14940 | PA | 500
6035 | Exelon Power | 3168 | Richmond Generating Station | 3901 N. Delaware Ave. | Phila. | PA | 19137 | Philadelphia | 39.9845 | -75.0752 | RFC | PJM | PJM Interconnection, LLC |  | 22 | NR | 2 | IPP Non-CHP |  | N |  | N |  | N |  | N | X |  | PECO Energy Co | 14940 | PA | 13.2
6035 | Exelon Power | 3169 | Schuylkill Generating Station | 2800 Christian St. | Phila. | PA | 19146 | Philadelphia | 39.9419 | -75.1883 | RFC | PJM | PJM Interconnection, LLC | Schuylkill River | 22 | NR | 2 | IPP Non-CHP |  | N |  | N |  | N |  | N | X |  | PECO Energy Co | 14940 | PA | 13.2
6035 | Exelon Power | 3170 | Southwark | 2501 South Deleware Ave | Philadelphia | PA | 19148 | Philadelphia | 39.9144 | -75.135 | RFC | PJM | PJM Interconnection, LLC |  | 22 | NR | 2 | IPP Non-CHP |  | N |  | N |  | N |  | N | X |  | PECO Energy Co | 14940 | PA | 13.2
59364 | Safe Harbor | 3175 | Safe Harbor | 1 Power House Rd | Conestoga | PA | 17516 | Lancaster | 39.9244 | -76.39 | RFC | PJM | PJM Interconnection, LLC | Susquehanna River | 22 | NR | 2 | IPP Non-CHP |  | N |  | N |  | Y | 98-107-000 |  | X |  | PPL Electric Utilities Corp | 14715 | PA | 13.2 | 230 | 69
19391 | UGI Development Co | 3176 | Hunlock Power Station | 390 Route 11 | Hunlok Creek | PA | 18621 | Luzerne | 41.2006 | -76.07 | RFC | PJM | PJM Interconnection, LLC | Susquehanna River | 22 | NR | 2 | IPP Non-CHP |  | N |  | N |  | Y | 99-241-000 | N | X |  | UGI Utilities, Inc | 19390 | PA | 66 |  |  | Transco-Leidy
23279 | Allegheny Energy Supply Co LLC | 3178 | FirstEnergy Armstrong Power Station | 108 Power Plant Road | Adrian | PA | 16210 | Armstrong | 40.9292 | -79.4656 | RFC | PJM | PJM Interconnection, LLC | Allegheny River | 22 | NR | 2 | IPP Non-CHP |  | N |  | N |  | N |  | N | X |  | West Penn Power Co | 20387 | PA | 138
23279 | Allegheny Energy Supply Co LLC | 3179 | Hatfields Ferry Power Station | 2907 E. Roy Furman Highway | Masontown | PA | 15461 | Greene | 39.8556 | -79.9275 | RFC | PJM | PJM Interconnection, LLC | Monongahela River | 22 | NR | 2 | IPP Non-CHP |  | N |  | N |  | N |  | N | X |  | West Penn Power Co | 20387 | PA | 500
23279 | Allegheny Energy Supply Co LLC | 3181 | FirstEnergy Mitchell Power Station | 50 Electric Way | Cortney | PA | 15067 | Washington | 40.2211 | -79.9683 | RFC | PJM | PJM Interconnection, LLC | Monongahela River | 22 | NR | 2 | IPP Non-CHP |  | N |  | N |  | N |  | N | X |  | West Penn Power Co | 20387 | PA | 138
23279 | Allegheny Energy Supply Co LLC | 3182 | FirstEnergy Springdale Power Station | Butler Street Ext | Springdale | PA | 15144 | Allegheny | 40.5442 | -79.7672 | RFC | PJM | PJM Interconnection, LLC | Allegheny River | 22 | NR | 2 | IPP Non-CHP |  | N |  | N |  | N |  | N | X |  | West Penn Power Co | 20387 | PA | 34.5
50018 | Dominion Energy New England, LLC | 3236 | Manchester Street | 40 Point Street | Providence | RI | 2903 | Providence | 41.8167 | -71.4042 | NPCC | ISNE | ISO New England Inc. | Providence River | 22 | NR | 2 | IPP Non-CHP |  | N |  | N |  | Y | 98-91-000 | N | X |  | New England Power Company | 13433 |  | 115 |  |  | Spectra Energy G-12L Pipeline
3046 | Duke Energy Progress - (NC) | 3250 | Darlington County | 4030 West Bobo Newsom Highway | Hartsville | SC | 29550 | Darlington | 34.4185 | -80.1657 | SERC | CPLE | Progress Energy Carolinas - EAST |  | 22 | RE | 1 | Electric Utility |  | N |  | N |  | N |  | N | X |  | Duke Energy Progress - (NC) | 3046 | SC | 230 |  |  | Carolina Gas Transmission
3046 | Duke Energy Progress - (NC) | 3251 | H B Robinson | 3581 West Entrance Road | Hartsville | SC | 29550 | Darlington | 34.4017 | -80.1589 | SERC | CPLE | Progress Energy Carolinas - EAST | Lake Robinson | 22 | RE | 1 | Electric Utility |  | N |  | N |  | N |  | N | X |  | Duke Energy Progress - (NC) | 3046 | SC | 230 |  |  | Carolina Gas Transmission
13763 | Northbrook Carolina Hydro LLC | 3253 | Boyds Mill Hydro | Highway 252 | Ware Shoals | SC | 29692 | Greenville | 34.4555 | -82.1993 | SERC | DUK | Duke Energy Carolinas | Reedy River | 22 | NR | 2 | IPP Non-CHP |  | N |  | Y | 97-35-000 | N |  | N | X |  | Duke Energy Carolinas, LLC | 5416 | SC | 12
17543 | South Carolina Public Service Authority | 3254 | Buzzard Roost | 35797 SC Hwy 34 | Chappells | SC | 29037 | Greenwood | 34.1697 | -81.9025 | SERC | DUK | Duke Energy Carolinas | Saluda River | 22 | RE | 1 | Electric Utility |  | N |  | N |  | N |  | N | X |  | Duke Energy Carolinas, LLC | 5416 | SC | 100
5416 | Duke Energy Carolinas, LLC | 3255 | Cedar Creek | 1 Green Rd | Great Falls | SC | 29055 | Lancaster | 34.5414 | -80.8756 | SERC | DUK | Duke Energy Carolinas | Catawba River | 22 | RE | 1 | Electric Utility |  | N |  | N |  | N |  | N | X |  | Duke Energy Carolinas, LLC | 5416 | SC | 100
5416 | Duke Energy Carolinas, LLC | 3256 | Dearborn | 49 Republic St | Great Falls | SC | 29055 | Chester | 34.5583 | -80.8914 | SERC | DUK | Duke Energy Carolinas | Catawba River | 22 | RE | 1 | Electric Utility |  | N |  | N |  | N |  | N | X |  | Duke Energy Carolinas, LLC | 5416 | SC | 100
5416 | Duke Energy Carolinas, LLC | 3257 | Fishing Creek | Hwy 21, 552 Catawba River Rd | Great Falls | SC | 29055 | Chester | 34.6 | -80.8928 | SERC | DUK | Duke Energy Carolinas | Catawba River | 22 | RE | 1 | Electric Utility |  | N |  | N |  | N |  | N | X |  | Duke Energy Carolinas, LLC | 5416 | SC | 100
5416 | Duke Energy Carolinas, LLC | 3258 | Gaston Shoals | 437 Dravo Rd | Blacksburg | SC | 29702 | Cherokee | 35.1381 | -81.5975 | SERC | DUK | Duke Energy Carolinas | Broad River | 22 | RE | 1 | Electric Utility |  | N |  | N |  | N |  | N | X |  | Duke Energy Carolinas, LLC | 5416 | SC | 44
5416 | Duke Energy Carolinas, LLC | 3259 | Great Falls (SC) | 49 Republic St | Great Falls | SC | 29055 | Chester | 34.5592 | -80.8917 | SERC | DUK | Duke Energy Carolinas | Catawba River | 22 | RE | 1 | Electric Utility |  | N |  | N |  | N |  | N | X |  | Duke Energy Carolinas, LLC | 5416 | SC | 44
13763 | Northbrook Carolina Hydro LLC | 3261 | Hollidays Bridge Hydro | 1000 Holliday Dam Road | Honea Path | SC | 29654 | Anderson | 34.5275 | -82.375 | SERC | DUK | Duke Energy Carolinas | Saluda River | 22 | NR | 2 | IPP Non-CHP |  | N |  | Y | 97-35-000 | N |  | N | X |  | Duke Energy Carolinas, LLC | 5416 | SC | 22.9
5416 | Duke Energy Carolinas, LLC | 3262 | Jocassee | Jocassee Lake Road | Salem | SC | 29676 | Pickens | 34.9594 | -82.9147 | SERC | DUK | Duke Energy Carolinas | Keowee River | 22 | RE | 1 | Electric Utility |  | N |  | N |  | N |  | N | X |  | Duke Energy Carolinas, LLC | 5416 | SC | 230
5416 | Duke Energy Carolinas, LLC | 3264 | W S Lee | Lee Steam Plant Rd | Williamston | SC | 29697 | Anderson | 34.6022 | -82.435 | SERC | DUK | Duke Energy Carolinas | Saluda River | 22 | RE | 1 | Electric Utility |  | N |  | N |  | N |  | Y | N | OP | Duke Energy Carolinas, LLC | 5416 | SC | 100 |  |  | Piedmont Natural Gas
5416 | Duke Energy Carolinas, LLC | 3265 | Oconee | 7800 Rochester Hwy | Seneca | SC | 29672 | Oconee | 34.7939 | -82.8986 | SERC | DUK | Duke Energy Carolinas | Keowee River | 22 | RE | 1 | Electric Utility |  | N |  | N |  | N |  |  | X |  | Duke Energy Carolinas, LLC | 5416 | SC | 500
5416 | Duke Energy Carolinas, LLC | 3266 | Rocky Creek | 3607 Catawba Rd | Great Falls | SC | 29055 | Fairfield | 34.54 | -80.8778 | SERC | DUK | Duke Energy Carolinas | Catawba River | 22 | RE | 1 | Electric Utility |  | N |  | N |  | N |  | N | X |  | Duke Energy Carolinas, LLC | 5416 | SC | 44
13763 | Northbrook Carolina Hydro LLC | 3267 | Saluda Dam | 391 OBA Road | Greenville | SC | 29611 | Greenville | 34.8522 | -82.484 | SERC | DUK | Duke Energy Carolinas | Saluda River | 22 | NR | 2 | IPP Non-CHP |  | N |  | Y | 05-37-000 | N |  | N | X |  | Duke Energy Carolinas, LLC | 5416 | SC | 12
5416 | Duke Energy Carolinas, LLC | 3270 | Wateree Hydro | 1790 Wateree Dam Rd | Ridgeway | SC | 29130 | Kershaw | 34.3355 | -80.7021 | SERC | DUK | Duke Energy Carolinas | Catawba Wateree River | 22 | RE | 1 | Electric Utility |  | N |  | N |  | N |  | N | X |  | Duke Energy Carolinas, LLC | 5416 | SC | 100
5416 | Duke Energy Carolinas, LLC | 3271 | Wylie | 2701 Grey Rock Rd | Fort Mill | SC | 29708 | York | 35.0218 | -81.0078 | SERC | DUK | Duke Energy Carolinas | Catawba River | 22 | RE | 1 | Electric Utility |  | N |  | N |  | N |  | N | X |  | Duke Energy Carolinas, LLC | 5416 | SC | 100
5416 | Duke Energy Carolinas, LLC | 3272 | 99 Islands | 1502 Ninety-Nine Islands | Blacksburg | SC | 29702 | Cherokee | 35.0314 | -81.4936 | SERC | DUK | Duke Energy Carolinas | Broad River | 22 | RE | 1 | Electric Utility |  | N |  | N |  | N |  | N | X |  | Duke Energy Carolinas, LLC | 5416 | SC | 44
11118 | Lockhart Power Co | 3275 | Lockhart | 420 River Street | Lockhart | SC | 29364 | Union | 34.7792 | -81.4561 | SERC | DUK | Duke Energy Carolinas | Broad River | 22 | RE | 1 | Electric Utility |  | N |  | N |  | N |  | N | X |  | Lockhart Power Co | 11118 | SC | 34.5
17539 | South Carolina Electric&Gas Company | 3277 | Burton | 46 Broad River Blvd. | Burton | SC | 29902 | Beaufort | 32.4361 | -80.7214 | SERC | SCEG | South Carolina Electric & Gas Company |  | 22 | RE | 1 | Electric Utility |  | N |  | N |  | N |  | N | X |  | South Carolina Electric & Gas Co | 17539 | SC | 46
17539 | South Carolina Electric&Gas Company | 3280 | Canadys Steam | 13139 Augusta Hwy. | Walterboro | SC | 29433 | Colleton | 33.0647 | -80.6228 | SERC | SCEG | South Carolina Electric & Gas Company | Edisto River | 22 | RE | 1 | Electric Utility |  | N |  | N |  | N |  | Y | N | SB | South Carolina Electric & Gas Co | 17539 | SC | 115 |  |  | Carolina Gas Transmission Corp.
17539 | South Carolina Electric&Gas Company | 3281 | Coit GT | 300 Heyward Street | Columbia | SC | 29201 | Richland | 33.9803 | -81.0407 | SERC | SCEG | South Carolina Electric & Gas Company |  | 22 | RE | 1 | Electric Utility |  | N |  | N |  | N |  | N | X |  | South Carolina Electric&Gas Company | 17539 | SC | 33 |  |  | Dominion Carolina Gas Transmission, LLC
57221 | City of Columbia SC | 3283 | Columbia Canal Hydro | 301 Gervais Street | Columbia | SC | 29202 | Richland | 33.9972 | -81.0494 | SERC | SCEG | South Carolina Electric & Gas Company | Broad River | 22 | RE | 1 | Electric Utility |  | N |  | N |  | N |  |  | X |  | South Carolina Electric&Gas Company | 17539 | SC | 33
17539 | South Carolina Electric&Gas Company | 3284 | Faber Place | 3700 Leeds Avenue | Charleston | SC | 29403 | Charleston | 32.7833 | -79.9833 | SERC | SCEG | South Carolina Electric & Gas Company |  | 22 | RE | 1 | Electric Utility |  | N |  | N |  | N |  | N | X |  | South Carolina Electric & Gas Co | 17539 | SC | 115
17539 | South Carolina Electric&Gas Company | 3285 | Hagood | 2200 Hagood Road | Charleston Heights | SC | 29405 | Charleston | 32.8265 | -79.9634 | SERC | SCEG | South Carolina Electric & Gas Company |  | 22 | RE | 1 | Electric Utility |  | N |  | N |  | N |  | N | X |  | South Carolina Electric&Gas Company | 17539 | SC | 115 |  |  | Dominion Carolina Gas Transmission, LLC
17539 | South Carolina Electric&Gas Company | 3286 | Hardeeville | Hardeeville Industrial Park | Hardeeville | SC | 29927 | Jasper | 32.2988 | -81.0739 | SERC | SCEG | South Carolina Electric & Gas Company |  | 22 | RE | 1 | Electric Utility |  | N |  | N |  | N |  | N | X |  | South Carolina Electric&Gas Company | 17539 | SC | 46
17539 | South Carolina Electric&Gas Company | 3287 | McMeekin | 6055 Bush River Road | Columbia | SC | 29212 | Lexington | 34.0556 | -81.2172 | SERC | SCEG | South Carolina Electric & Gas Company | Lake Murray | 22 | RE | 1 | Electric Utility |  | N |  | N |  | N |  | N | X |  | South Carolina Electric&Gas Company | 17539 | SC | 115 |  |  | Dominion Carolina Gas Transmission, LLC
17539 | South Carolina Electric&Gas Company | 3289 | Neal Shoals | 3037 River Road | Union | SC | 29379 | Union | 34.6642 | -81.4486 | SERC | SCEG | South Carolina Electric & Gas Company | Broad River | 22 | RE | 1 | Electric Utility |  | N |  | N |  | N |  | N | X |  | South Carolina Electric&Gas Company | 17539 | SC | 115
17539 | South Carolina Electric&Gas Company | 3290 | Parr Hydro | Parr Road off Hwy 213 | Jenkinsville | SC | 29065 | Fairfield | 34.2613 | -81.3309 | SERC | SCEG | South Carolina Electric & Gas Company | Broad River | 22 | RE | 1 | Electric Utility |  | N |  | N |  | N |  | N | X |  | South Carolina Electric&Gas Company | 17539 | SC | 13.8
17539 | South Carolina Electric&Gas Company | 3291 | Parr GT | Parr Road off Hwy 213 | Jenkinsville | SC | 29065 | Fairfield | 34.2642 | -81.3308 | SERC | SCEG | South Carolina Electric & Gas Company |  | 22 | RE | 1 | Electric Utility |  | N |  | N |  | N |  | N | X |  | South Carolina Electric&Gas Company | 17539 | SC | 115 |  |  | Dominion Carolina Gas Transmission, LLC
17539 | South Carolina Electric&Gas Company | 3293 | Saluda Lexington | 6065 Bush River Road | Columbia | SC | 29212 | Lexington | 34.0533 | -81.2172 | SERC | SCEG | South Carolina Electric & Gas Company | Lake Murray | 22 | RE | 1 | Electric Utility |  | N |  | N |  | N |  | N | X |  | South Carolina Electric&Gas Company | 17539 | SC | 115
17539 | South Carolina Electric&Gas Company | 3295 | Urquhart | 100 Keith Mullis Drive | Beech Island | SC | 29842 | Aiken | 33.435 | -81.9111 | SERC | SCEG | South Carolina Electric & Gas Company | Savannah River | 22 | RE | 1 | Electric Utility |  | N |  | N |  | N |  | N | X |  | South Carolina Electric&Gas Company | 17539 | SC | 115 |  |  | Southern Natural Gas Company
17539 | South Carolina Electric&Gas Company | 3297 | Wateree | 142 Wateree Station Road | Eastover | SC | 29044 | Richland | 33.8264 | -80.6228 | SERC | SCEG | South Carolina Electric & Gas Company | Wateree River | 22 | RE | 1 | Electric Utility |  | N |  | N |  | N |  | Y | N | OP | South Carolina Electric&Gas Company | 17539 | SC | 230
17554 | South Carolina Genertg Co, Inc | 3298 | Williams | 2242 Bushy Park Road | Goose Creek | SC | 29445 | Berkeley | 33.0158 | -79.9297 | SERC | SCEG | South Carolina Electric & Gas Company | Back River Reservoir | 22 | RE | 1 | Electric Utility |  | N |  | N |  | N |  | N | X |  | South Carolina Electric&Gas Company | 17539 | SC | 230 |  |  | Dominion Carolina Gas Transmission, LLC
34 | City of Abbeville - (SC) | 3305 | Rocky River (SC) | 146 Power Dam Lane | Iva | SC | 29655 | Anderson | 34.2572 | -82.6097 | SERC | DUK | Duke Energy Carolinas | Lake Secession | 22 | RE | 1 | Electric Utility |  | N |  | N |  | N |  | N | X |  | City of Abbeville - (SC) | 34 | SC | 44
17543 | South Carolina Public Service Authority | 3317 | Dolphus M Grainger | 1605 Marina Road | Conway | SC | 29526 | Horry | 33.8267 | -79.0534 | SERC | SC | South Carolina Public Service Authority | Waccamaw River | 22 | RE | 1 | Electric Utility |  | N |  | N |  | N |  | Y | N | OS | South Carolina Pub Serv Auth | 17543 | SC | 115
17543 | South Carolina Public Service Authority | 3318 | Hilton Head | 41 Power Alley | Hilton Head Island | SC | 29926 | Beaufort | 32.2089 | -80.6988 | SERC | SC | South Carolina Public Service Authority |  | 22 | RE | 1 | Electric Utility |  | N |  | N |  | N |  | N | X |  | South Carolina Public Service Authority | 17543 | SC | 115
17543 | South Carolina Public Service Authority | 3319 | Jefferies | 463 Powerhouse Road | Moncks Corner | SC | 29461 | Berkeley | 33.2444 | -79.9909 | SERC | SC | South Carolina Public Service Authority | Lake Moultrie/Tail Race Canal | 22 | RE | 1 | Electric Utility |  | N |  | N |  | N |  | Y | N | OA | South Carolina Public Service Authority | 17543 | SC | 115
17543 | South Carolina Public Service Authority | 3320 | Myrtle Beach | 121 Waterside Drive | Myrtle Beach | SC | 29577 | Horry | 33.7083 | -78.9241 | SERC | SC | South Carolina Public Service Authority |  | 22 | RE | 1 | Electric Utility |  | N |  | N |  | N |  | N | X |  | South Carolina Public Service Authority | 17543 | SC | 115
17543 | South Carolina Public Service Authority | 3321 | Spillway | 526 Santee Loop Road | Pineville | SC | 29468 | Berkeley | 33.4538 | -80.164 | SERC | SC | South Carolina Public Service Authority | Santee River | 22 | RE | 1 | Electric Utility |  | N |  | N |  | N |  | N | X |  | South Carolina Public Service Authority | 17543 | SC | 34.5
19375 | USCE-Savannah District | 3323 | J Strom Thurmond | Rte 1 Box 13A Highway 221 | Clarks Hill | SC | 29821 | McCormick | 33.6602 | -82.1961 | SERC | SEPA | Southeastern Power Administration | Savannah River | 22 | RE | 1 | Electric Utility |  | N |  | N |  | N |  | N | X |  | Duke Energy Carolinas, LLC | 5416 | SC | 115
19545 | Black Hills Power, Inc. d/b/a | 3325 | Ben French | 393 Deadwood Avenue | Rapid City | SD | 57702 | Pennington | 44.0872 | -103.261 | WECC | WACM | Western Area Power Administration - Rocky Mountain Region | Wells | 22 | RE | 1 | Electric Utility |  | N |  | N |  | N |  | N | X |  | Black Hills Power Inc | 19545 | SD | 69 |  |  | Black Hills Power - Ben French Pipeline.
13781 | Northern States Power Co - Minnesota | 3334 | Pathfinder | 7100 East Rice St. | Sioux Falls | SD | 57101 | Minnehaha | 43.6028 | -96.6383 | MRO |  |  | Big Sioux River | 22 | RE | 1 | Electric Utility |  | N |  | N |  | N |  | N | X
13809 | NorthWestern Energy - (SD) | 3338 | Aberdeen CT | Hwy 10 | Aberdeen | SD | 57401 | Brown | 45.4299 | -98.494 | MRO | SWPP | Southwest Power Pool | Wells | 22 | RE | 1 | Electric Utility |  | N |  | N |  | N |  |  | X |  | NorthWestern Energy - (SD) | 13809 | SD | 34.5 |  |  | Northern Border
13809 | NorthWestern Energy - (SD) | 3341 | Clark (SD) | South Kansas Street | Clark | SD | 57225 | Clark | 44.8733 | -97.8808 | MRO | SWPP | Southwest Power Pool | City | 22 | RE | 1 | Electric Utility |  | N |  | N |  | N |  |  | X |  | NorthWestern Energy - (SD) | 13809 | SD | 34.5
13809 | NorthWestern Energy - (SD) | 3342 | Faulkton | Hwy 212 | Faulkton | SD | 57438 | Faulk | 45.0356 | -99.0475 | MRO | SWPP | Southwest Power Pool | City | 22 | RE | 1 | Electric Utility |  | N |  | N |  | N |  |  | X |  | NorthWestern Energy - (SD) | 13809 | SD | 34.5
13809 | NorthWestern Energy - (SD) | 3343 | Highmore | 178 Iowa Avenue North | Highmore | SD | 57345 | Hyde | 44.5217 | -99.5269 | MRO | SWPP | Southwest Power Pool | City | 22 | RE | 1 | Electric Utility |  | N |  | N |  | N |  |  | X |  | NorthWestern Energy | 13809 | SD | 34.5
13809 | NorthWestern Energy - (SD) | 3344 | Huron | Hwy 14 | Huron | SD | 57350 | Beadle | 44.3695 | -98.1722 | MRO | SWPP | Southwest Power Pool | Wells | 22 | RE | 1 | Electric Utility |  | N |  | N |  | N |  |  | X |  | NorthWestern Energy - (SD) | 13809 | SD | 69 |  |  | Northern Natural
13809 | NorthWestern Energy - (SD) | 3346 | Mobile Unit | Hwy 14 | Huron | SD | 57350 | Beadle | 44.3784 | -98.4629 | MRO | SWPP | Southwest Power Pool |  | 22 | RE | 1 | Electric Utility |  | N |  | N |  | N |  |  | X |  | NorthWestern Energy - (SD) | 13809 | SD | 69
13809 | NorthWestern Energy - (SD) | 3347 | Redfield | West 3rd Street | Redfield | SD | 57469 | Spink | 44.8769 | -98.5242 | MRO | SWPP | Southwest Power Pool | City | 22 | RE | 1 | Electric Utility |  | N |  | N |  | N |  |  | X |  | NorthWestern Energy | 13809 | SD | 34.5 |  |  | Northern Natural
13809 | NorthWestern Energy - (SD) | 3348 | Webster IC | 320 East Fifth Avenue | Webster | SD | 57274 | Day | 45.33 | -97.3311 | MRO | MISO | Midcontinent Independent Transmission System Operator, Inc.. | City | 22 | RE | 1 | Electric Utility |  | N |  | N |  | N |  |  | X |  | NorthWestern Energy | 13809 | SD
14232 | Otter Tail Power Co | 3352 | Lake Preston | 401 Preston Avenue | Lake Preston | SD | 57249 | Kingsbury | 44.3649 | -97.3811 | MRO | MISO | Midcontinent Independent Transmission System Operator, Inc.. |  | 22 | RE | 1 | Electric Utility |  | N |  | N |  | N |  | N | X |  | Otter Tail Power Co | 14232 | SD | 41.6
19635 | USCE-Missouri River District | 3356 | Oahe | 28563 Powerhouse Rd | Pierre | SD | 57501 | Hughes | 44.4504 | -100.3866 | MRO | SWPP | Southwest Power Pool | Missouri River | 22 | RE | 1 | Electric Utility |  | N |  | N |  | N |  | N | X |  | WAPA-- Western Area Power Administration | 27000 | SD | 230 | 115
19635 | USCE-Missouri River District | 3373 | Fort Randall | US Hwy 18/281 | Pickstown | SD | 57367 | Charles Mix | 43.0653 | -98.5539 | MRO | SWPP | Southwest Power Pool | Missouri River | 22 | RE | 1 | Electric Utility |  | N |  | N |  | N |  | N | X |  | WAPA-- Western Area Power Administration | 27000 | SD | 230 | 115
19635 | USCE-Missouri River District | 3375 | Big Bend Dam | 33573 N. Shore Rd | Chamberlain | SD | 57325 | Buffalo | 44.0384 | -99.4463 | MRO | SWPP | Southwest Power Pool | Missouri River | 22 | RE | 1 | Electric Utility |  | N |  | N |  | N |  | N | X |  | WAPA-- Western Area Power Administration | 27000 | SD | 230
18642 | Tennessee Valley Authority | 3393 | Allen Steam Plant | 2574 Plant Rd. | Memphis | TN | 38109 | Shelby | 35.0741 | -90.1487 | SERC | TVA | Tennessee Valley Authority | Mississippi River | 22 | RE | 1 | Electric Utility |  | N |  | N |  | N |  | Y | N | OP | Tennessee Valley Authority | 18642 | TN | 161 |  |  | Texas Gas
18642 | Tennessee Valley Authority | 3394 | Apalachia | 899 Powerhouse Rd | Reliance | TN | 37369 | Polk | 35.1677 | -84.2956 | SERC | TVA | Tennessee Valley Authority | Hiwassee River | 22 | RE | 1 | Electric Utility |  | N |  | N |  | N |  |  | X |  | Tennessee Valley Authority | 18642 | TN | 161
18642 | Tennessee Valley Authority | 3395 | Boone Dam | 301 Boone Dam Rd | Kingsport | TN | 37663 | Sullivan | 36.4403 | -82.4381 | SERC | TVA | Tennessee Valley Authority | South Fork Holston River | 22 | RE | 1 | Electric Utility |  | N |  | N |  | N |  |  | X |  | Tennessee Valley Authority | 18642 | TN | 161
18642 | Tennessee Valley Authority | 3396 | Bull Run | 1265 EDGEMOOR RD. | Clinton | TN | 37716 | Anderson | 36.0211 | -84.1567 | SERC | TVA | Tennessee Valley Authority | Clinch River | 22 | RE | 1 | Electric Utility |  | N |  | N |  | N |  | Y | N | OP | Tennessee Valley Authority | 18642 | TN | 161
18642 | Tennessee Valley Authority | 3397 | Cherokee Dam | Rt 3 Box 524B | Rudledge | TN | 37861 | Jefferson | 36.1682 | -83.4977 | SERC | TVA | Tennessee Valley Authority | Holston River | 22 | RE | 1 | Electric Utility |  | N |  | N |  | N |  |  | X |  | Tennessee Valley Authority | 18642 | TN | 161
18642 | Tennessee Valley Authority | 3398 | Chickamauga | 4601 Amnicola Hwy | Chattanooga | TN | 37406 | Hamilton | 35.1018 | -85.2295 | SERC | TVA | Tennessee Valley Authority | Tennessee River | 22 | RE | 1 | Electric Utility |  | N |  | N |  | N |  |  | X |  | Tennessee Valley Authority | 18642 | TN | 161
18642 | Tennessee Valley Authority | 3399 | Cumberland (TN) | 815 Cumberland City Rd. | Cumberland City | TN | 37050 | Stewart | 36.3903 | -87.6539 | SERC | TVA | Tennessee Valley Authority | Cumberland River | 22 | RE | 1 | Electric Utility |  | N |  | N |  | N |  | Y | N | OP | Tennessee Valley Authority | 18642 | TN | 161
18642 | Tennessee Valley Authority | 3400 | Douglas Dam | 850 Powerhouse Way | Dandridge | TN | 37725 | Sevier | 35.9623 | -83.5393 | SERC | TVA | Tennessee Valley Authority | French Broad River | 22 | RE | 1 | Electric Utility |  | N |  | N |  | N |  |  | X |  | Tennessee Valley Authority | 18642 | TN | 161
18642 | Tennessee Valley Authority | 3401 | Fort Patrick Henry | 3653 Ft. Henry Dr | Kingsport | TN | 37664 | Sullivan | 36.4982 | -82.5086 | SERC | TVA | Tennessee Valley Authority | South Fork Holston River | 22 | RE | 1 | Electric Utility |  | N |  | N |  | N |  |  | X |  | Tennessee Valley Authority | 18642 | TN | 69
18642 | Tennessee Valley Authority | 3402 | Fort Loudoun | Hwy 321 S PO Box 487 | Lenoir City | TN | 37771 | Loudon | 35.7917 | -84.2431 | SERC | TVA | Tennessee Valley Authority | Tennessee River | 22 | RE | 1 | Electric Utility |  | N |  | N |  | N |  |  | X |  | Tennessee Valley Authority | 18642 | TN | 161
18642 | Tennessee Valley Authority | 3403 | Gallatin (TN) | 1499 Steam Plant Rd. | Gallatin | TN | 37066 | Sumner | 36.3156 | -86.4006 | SERC | TVA | Tennessee Valley Authority | Cumberland River | 22 | RE | 1 | Electric Utility |  | N |  | N |  | N |  | Y | N | OP | Tennessee Valley Authority | 18642 | TN | 161 |  |  | CGulf
18642 | Tennessee Valley Authority | 3404 | Great Falls (TN) | Rt. 2 Box 19 | Rock Island | TN | 38581 | Warren | 35.8067 | -85.6341 | SERC | TVA | Tennessee Valley Authority | Caney Fork River | 22 | RE | 1 | Electric Utility |  | N |  | N |  | N |  |  | X |  | Tennessee Valley Authority | 18642 | TN | 161
18642 | Tennessee Valley Authority | 3405 | John Sevier | Hwy 70 S PO Box 2000 | Rogersville | TN | 37857 | Hawkins | 36.3767 | -82.9639 | SERC | TVA | Tennessee Valley Authority | Holston River | 22 | RE | 1 | Electric Utility |  | N |  | N |  | N |  | Y | N | OS | Tennessee Valley Authority | 18642 | TN | 161 |  |  | East Tennessee
18642 | Tennessee Valley Authority | 3406 | Johnsonville | Hwy 70 PO Box 259 | New Johnsonville | TN | 37134 | Humphreys | 36.0278 | -87.9861 | SERC | TVA | Tennessee Valley Authority | Tennessee River | 22 | RE | 1 | Electric Utility |  | N |  | N |  | N |  | Y | N | OP | Tennessee Valley Authority | 18642 | TN | 161 |  |  | Tennessee Gas Pipeline
18642 | Tennessee Valley Authority | 3407 | Kingston | Swan Pond Rd. PO Box 2000 | Kingston | TN | 37763 | Roane | 35.8992 | -84.5194 | SERC | TVA | Tennessee Valley Authority | Clinch And Emory Rivers | 22 | RE | 1 | Electric Utility |  | N |  | N |  | N |  | Y | N | OP | Tennessee Valley Authority | 18642 | TN | 161
18642 | Tennessee Valley Authority | 3408 | Melton Hill | 2015 Grubb Rd. | Lenoir City | TN | 37771 | Loudon | 35.8853 | -84.3003 | SERC | TVA | Tennessee Valley Authority | Clinch River | 22 | RE | 1 | Electric Utility |  | N |  | N |  | N |  |  | X |  | Tennessee Valley Authority | 18642 | TN | 69
18642 | Tennessee Valley Authority | 3409 | Nickajack | Rt. 1 Box 372 | Jasper | TN | 37347 | Marion | 35.0017 | -85.6218 | SERC | TVA | Tennessee Valley Authority | Tennessee River | 22 | RE | 1 | Electric Utility |  | N |  | N |  | N |  |  | X |  | Tennessee Valley Authority | 18642 | TN | 161
18642 | Tennessee Valley Authority | 3411 | Norris Dam | 300 Powerhouse Way | Norris | TN | 37760 | Anderson | 36.2242 | -84.0914 | SERC | TVA | Tennessee Valley Authority | Tennessee River | 22 | RE | 1 | Electric Utility |  | N |  | N |  | N |  |  | X |  | Tennessee Valley Authority | 18642 | TN | 161
18642 | Tennessee Valley Authority | 3412 | Ocoee 1 | 1988 Hwy 64 E | Benton | TN | 37307 | Polk | 35.0947 | -84.6478 | SERC | TVA | Tennessee Valley Authority | Ocoee River | 22 | RE | 1 | Electric Utility |  | N |  | N |  | N |  |  | X |  | Tennessee Valley Authority | 18642 | TN | 69
18642 | Tennessee Valley Authority | 3413 | Ocoee 2 | 1988 Hwy 64 E | Benton | TN | 37307 | Polk | 35.0823 | -84.4912 | SERC | TVA | Tennessee Valley Authority | Ocoee River | 22 | RE | 1 | Electric Utility |  | N |  | N |  | N |  |  | X |  | Tennessee Valley Authority | 18642 | TN | 69
18642 | Tennessee Valley Authority | 3414 | Ocoee 3 | 1988 Hwy 64 E | Benton | TN | 37307 | Polk | 35.075 | -84.4833 | SERC | TVA | Tennessee Valley Authority | Ocoee River | 22 | RE | 1 | Electric Utility |  | N |  | N |  | N |  |  | X |  | Tennessee Valley Authority | 18642 | TN | 161
18642 | Tennessee Valley Authority | 3415 | Pickwick Landing Dam | State Rt. 128 S PO Box 6 | Pickwick Dam | TN | 38365 | Hardin | 35.0683 | -88.2494 | SERC | TVA | Tennessee Valley Authority | Tennessee River | 22 | RE | 1 | Electric Utility |  | N |  | N |  | N |  |  | X |  | Tennessee Valley Authority | 18642 | TN | 161
18642 | Tennessee Valley Authority | 3416 | South Holston | 918 South View Dam Rd. | Bristol | TN | 37602 | Sullivan | 36.5232 | -82.0902 | SERC | TVA | Tennessee Valley Authority | South Fork Holston River | 22 | RE | 1 | Electric Utility |  | N |  | N |  | N |  |  | X |  | Tennessee Valley Authority | 18642 | TN | 69
18642 | Tennessee Valley Authority | 3417 | Tims Ford | 461 Powerhouse Rd. | Winchester | TN | 37398 | Franklin | 35.1967 | -86.2783 | SERC | TVA | Tennessee Valley Authority | Elk River | 22 | RE | 1 | Electric Utility |  | N |  | N |  | N |  |  | X |  | Tennessee Valley Authority | 18642 | TN | 46
18642 | Tennessee Valley Authority | 3418 | Watauga | 774 Wilbur Dam Rd. | Elizabethton | TN | 37643 | Carter | 36.3413 | -82.1264 | SERC | TVA | Tennessee Valley Authority | Watauga River | 22 | RE | 1 | Electric Utility |  | N |  | N |  | N |  |  | X |  | Tennessee Valley Authority | 18642 | TN | 69
18642 | Tennessee Valley Authority | 3419 | Watts Bar Fossil | Hwy 68 PO Box 2000 | Spring City | TN | 37381 | Rhea | 35.6108 | -84.7811 | SERC | TVA | Tennessee Valley Authority | Tennessee River | 22 | RE | 1 | Electric Utility |  | N |  | N |  | N |  |  | X |  | Tennessee Valley Authority | 18642 | TN | 161
18642 | Tennessee Valley Authority | 3420 | Watts Bar Hydro | 6868 Watts Bar Hwy | Spring City | TN | 37381 | Rhea | 35.6197 | -84.7855 | SERC | TVA | Tennessee Valley Authority | Tennessee River | 22 | RE | 1 | Electric Utility |  | N |  | N |  | N |  |  | X |  | Tennessee Valley Authority | 18642 | TN | 161
18642 | Tennessee Valley Authority | 3421 | Wilbur | 774 Wilbur Dam Rd. | Elizabethon | TN | 37643 | Carter | 36.3417 | -82.1264 | SERC | TVA | Tennessee Valley Authority | Watauga River | 22 | RE | 1 | Electric Utility |  | N |  | N |  | N |  |  | X |  | Tennessee Valley Authority | 18642 | TN | 69
19462 | USCE-Nashville District | 3423 | Cordell Hull | 150 Corps Lane | Carthage | TN | 37030 | Smith | 36.2895 | -85.9442 | SERC | TVA | Tennessee Valley Authority | Cumberland River | 22 | RE | 1 | Electric Utility |  | N |  | N |  | N |  | N | X |  | Tennessee Valley Authority | 18642 | TN | 161
19462 | USCE-Nashville District | 3424 | Dale Hollow | 99 Powerhouse Road | Celina | TN | 38551 | Clay | 36.5378 | -85.4517 | SERC | TVA | Tennessee Valley Authority | Obey River | 22 | RE | 1 | Electric Utility |  | N |  | N |  | N |  | N | X |  | Tennessee Valley Authority | 18642 | TN | 69
19462 | USCE-Nashville District | 3426 | Old Hickory | 10 Powerplant Road | Hendersonville | TN | 37075 | Sumner | 36.2972 | -86.6556 | SERC | TVA | Tennessee Valley Authority | Cumberland River | 22 | RE | 1 | Electric Utility |  | N |  | N |  | N |  | N | X |  | Tennessee Valley Authority | 18642 | TN | 69
19462 | USCE-Nashville District | 3428 | J P Priest | 3737 Bell Road | Nashville | TN | 37202 | DAVIDSON | 36.1564 | -86.6186 | SERC | TVA | Tennessee Valley Authority | Stones River | 22 | RE | 1 | Electric Utility |  | N |  | N |  | N |  | N | X |  | Tennessee Valley Authority | 18642 | TN | 161
54683 | Maverick Cty Water Control & Improvement | 3437 | Eagle Pass | FM 1907 & Del Rio Hwy | Eagle Pass | TX | 78852 | Maverick | 28.8295 | -100.5522 | TRE | ERCO | Electric Reliability Council of Texas, Inc. | Maverick County Irrigation Dis | 22 | NR | 2 | IPP Non-CHP |  | N |  | N |  | Y | 04-63-000 | N | X |  | AEP Texas Central Company | 3278 | TX | 138
54907 | ReNu Power Holdings LLC | 3438 | J L Bates | 1708 South Goodwin Road | Palmview | TX | 78572 | Hidalgo | 26.2222 | -98.3944 | TRE | ERCO | Electric Reliability Council of Texas, Inc. | Hidalgo Co. Dist. #6 and wells | 22 | NR | 2 | IPP Non-CHP |  | N |  | N |  | Y | 04-57-000 | N | X |  | AEP Texas Central Company | 3278 | OH | 69 | 138 |  | Kinder Morgan
49979 | Topaz Power Group LLC | 3439 | Laredo | 7300 CPL Rd | Laredo | TX | 78041 | Webb | 27.5667 | -99.5089 | TRE | ERCO | Electric Reliability Council of Texas, Inc. | Rio Grande River | 22 | NR | 2 | IPP Non-CHP |  | N |  | N |  | Y | 04-64-000 | N | X |  | AEP Texas Central Company | 3278 | TX | 138 |  |  | KINDER MORGAN TEXAS PIPELINE
54907 | ReNu Power Holdings LLC | 3440 | Lon C Hill | 3501 Callicoatte Rd | Corpus Christi | TX | 78410 | Nueces | 27.85 | -97.6167 | TRE | ERCO | Electric Reliability Council of Texas, Inc. | Municipality | 22 | NR | 2 | IPP Non-CHP |  | N |  | N |  | Y | 04-60-000 |  | X |  | AEP Texas Central Company | 3278 | OH | 138 |  |  | Kinder Morgan
49979 | Topaz Power Group LLC | 3441 | Nueces Bay | 2002 Navigation | Corpus Christi | TX | 78403 | Nueces | 27.8194 | -97.4192 | TRE | ERCO | Electric Reliability Council of Texas, Inc. | Corpus Christi Ship Channel | 22 | NR | 2 | IPP Non-CHP |  | N |  | N |  | Y | 04-56-000 | N | X |  | AEP Texas Central Company | 3278 | TX | 138 |  |  | Texas Eastern Transmission, LP & Kinder Morgan Tejas Pipeline LLC
54907 | ReNu Power Holdings LLC | 3442 | La Palma | 1401A West Stenger Road | San Benito | TX | 78586 | Cameron | 26.1331 | -97.6389 | TRE | ERCO | Electric Reliability Council of Texas, Inc. | Resaca De Los Fresnos | 22 | NR | 2 | IPP Non-CHP |  | N |  | N |  | Y | 04-59-000 | N | X |  | AEP Texas Central Company | 3278 | OH | 138 | 69
54907 | ReNu Power Holdings LLC | 3443 | Victoria | 1205 S Bottom St | Victoria | TX | 77901 | Victoria | 28.7883 | -97.01 | TRE | ERCO | Electric Reliability Council of Texas, Inc. | Wells and Guadalupe River | 22 | NR | 2 | IPP Non-CHP |  | N |  | N |  | Y | 04-61-000 | N | X |  | AEP Texas Central Company | 3278 | TX | 138 |  |  | Kinder Morgan Tejas Pipeline LLC
55983 | Luminant Generation Company LLC | 3452 | Lake Hubbard | 555 Barnes Rd | Sunnyvale | TX | 75182 | Dallas | 32.8358 | -96.5458 | TRE | ERCO | Electric Reliability Council of Texas, Inc. | Lake Ray Hubbard | 22 | NR | 2 | IPP Non-CHP |  | N |  | N |  | N |  | N | X |  | Oncor Electric Delivery Company LLC | 44372 | TX | 138 |  |  | ATMOS Pipeline-Texas
6035 | Exelon Power | 3453 | Mountain Creek | 2233A Mt. Creek Pkwy. | Dallas | TX | 75211 | Dallas | 32.7231 | -96.9358 | TRE | ERCO | Electric Reliability Council of Texas, Inc. | Mountain Creek Lake | 22 | NR | 2 | IPP Non-CHP |  | N |  | N |  | N |  | N | X |  | Oncor Electric Delivery Company LLC | 44372 | TX | 138 |  |  | Atmos Energy Energy Transfer
55983 | Luminant Generation Company LLC | 3454 | North Lake | 14901 S. North Lake Rd | Coppell | TX | 75019 | Dallas | 32.9506 | -96.975 | TRE | ERCO | Electric Reliability Council of Texas, Inc. | North Lake | 22 | NR | 2 | IPP Non-CHP |  | N |  | N |  | N |  |  | X |  |  |  |  | 138
55983 | Luminant Generation Company LLC | 3455 | Parkdale | 5770 Parkdale Dr. | Dallas | TX | 75227 | Dallas | 32.7767 | -96.7233 | TRE | ERCO | Electric Reliability Council of Texas, Inc. | Surface And Wells | 22 | NR | 2 | IPP Non-CHP |  | N |  | N |  | N |  |  | X |  |  |  |  | 138
5701 | El Paso Electric Co | 3456 | Newman | 4900 Stan Roberts St. | El Paso | TX | 79934 | El Paso | 31.9836 | -106.4318 | WECC | EPE | El Paso Electric Company | Wells/Treated Municipal Waste | 22 | RE | 1 | Electric Utility |  | N |  | N |  | N |  |  | X |  | El Paso Electric Co | 5701 | TX | 115 |  |  | Kinder Morgan & ONEOK
55937 | Entergy Texas Inc. | 3457 | Lewis Creek | 11191 Longstreet Road | Willis | TX | 77318 | Montgomery | 30.4356 | -95.5214 | SERC | MISO | Midcontinent Independent Transmission System Operator, Inc.. | Lewis Creek Reservoir | 22 | RE | 1 | Electric Utility |  | N |  | N |  | N |  | N | X |  | Entergy Texas Inc. | 55937 | TX | 138 |  |  | Kinder Morgan Tejas, Kinder Morgan Texas, Copano Energy Services, Texas Eastern Transmission
55937 | Entergy Texas Inc. | 3459 | Sabine | 1000 Powerhouse Road | Orange | TX | 77630 | Orange | 30.0242 | -93.878 | SERC | MISO | Midcontinent Independent Transmission System Operator, Inc.. | Sabine Lake | 22 | RE | 1 | Electric Utility |  | N |  | N |  | N |  | N | X |  | Entergy Texas Inc. | 55937 | TX | 138 |  |  | PB Energy
54888 | NRG Texas Power LLC | 3460 | Cedar Bayou | 7705 West Bay Road | Baytown | TX | 77523 | Chambers | 29.75 | -94.9256 | TRE | ERCO | Electric Reliability Council of Texas, Inc. | Upper Galveston Bay | 22 | NR | 2 | IPP Non-CHP |  | N |  | N |  | N |  | N | X |  | CenterPoint Energy | 8901 | TX | 138 |  |  | Kinder Morgan, Spectra Energy
54888 | NRG Texas Power LLC | 3464 | Greens Bayou | 12070 Old Beaumont Highway | Houston | TX | 77049 | Harris | 29.8222 | -95.2194 | TRE | ERCO | Electric Reliability Council of Texas, Inc. | Lake Houston | 22 | NR | 2 | IPP Non-CHP |  | N |  | N |  | N |  | N | X |  | CenterPoint Energy | 8901 | TX | 138 |  |  | Kinder Morgan Texas Pipeline
54888 | NRG Texas Power LLC | 3466 | P H Robinson | 5501 State Highway 146 | Bacliff | TX | 77518 | Galveston | 29.4867 | -94.9794 | TRE | ERCO | Electric Reliability Council of Texas, Inc. | Dickinson Bay | 22 | NR | 2 | IPP Non-CHP |  | N |  | N |  | N |  |  | X |  | CenterPoint Energy | 8901 | TX | 345 |  |  | Kinder Morgan
54888 | NRG Texas Power LLC | 3468 | Sam Bertron | 2012 Miller Cut-Off Road | Laporte | TX | 77571 | Harris | 29.7268 | -95.0598 | TRE | ERCO | Electric Reliability Council of Texas, Inc. | Houston Ship Channel | 22 | NR | 2 | IPP Non-CHP |  | N |  | N |  | N |  | N | X |  | CenterPoint Energy | 8901 | TX | 138 |  |  | Kinder Morgan
54888 | NRG Texas Power LLC | 3469 | T H Wharton | 16301 Highway 249 | Houston | TX | 77064 | Harris | 29.9417 | -95.5306 | TRE | ERCO | Electric Reliability Council of Texas, Inc. | Water Wells | 22 | NR | 2 | IPP Non-CHP |  | N |  | N |  | N |  | N | X |  | CenterPoint Energy | 8901 | TX | 138 | 345 |  | Kinder Morgan Texas Pipeline, LLC Kinder Morgan Tejas Pipeline, LLC
54888 | NRG Texas Power LLC | 3470 | W A Parish | 2500 Y. U. Jones Road | Thompsons | TX | 77481 | Fort Bend | 29.4828 | -95.6311 | TRE | ERCO | Electric Reliability Council of Texas, Inc. | Smithers Lake | 22 | NR | 2 | IPP Non-CHP |  | N |  | N |  | N |  | N | X |  | CenterPoint Energy | 8901 | TX | 345 |  |  | Kinder Morgan Tejas Pipeline
54888 | NRG Texas Power LLC | 3471 | Webster | 19301 State Highway 3 | Webster | TX | 77598 | Harris | 29.5258 | -95.1081 | TRE |  |  | Clear Lake | 22 | NR | 2 | IPP Non-CHP |  | N |  | N |  | N |  |  | X
17698 | Southwestern Electric Power Co | 3476 | Knox Lee | 306 Knox Lee | Longview | TX | 75603 | Gregg | 32.3766 | -94.6415 | SPP | SWPP | Southwest Power Pool | Lake Cherokee | 22 | RE | 1 | Electric Utility |  | N |  | N |  | N |  |  | X |  | Southwestern Electric Power Co | 17698 | TX | 138 |  |  | Gulf South
17698 | Southwestern Electric Power Co | 3477 | Lone Star | Hwy 259 South | Lone Star | TX | 75668 | Morris | 32.9215 | -94.7226 | SPP | SWPP | Southwest Power Pool | Ellison Creek Reserv | 22 | RE | 1 | Electric Utility |  | N |  | N |  | N |  | N | X |  | Southwestern Electric Power Co | 17698 | TX | 69 |  |  | Enable Gas Transmission
17698 | Southwestern Electric Power Co | 3478 | Wilkes | Highway 49 | Avinger | TX | 75630 | Marion | 32.8482 | -94.548 | SPP | SWPP | Southwest Power Pool | Johnson Creek Reserv | 22 | RE | 1 | Electric Utility |  | N |  | N |  | N |  | N | X |  | Southwestern Electric Power Co | 17698 | TX | 345 |  |  | Enable Gas Transmission
17718 | Southwestern Public Service Co | 3482 | Jones | E. of Lubbock on Farm Rd 3020 | Lubbock | TX | 79408 | Lubbock | 33.5239 | -101.7392 | SPP | SWPP | Southwest Power Pool | Municipality | 22 | RE | 1 | Electric Utility |  | N |  | N |  | N |  | N | X |  | Southwestern Public Service Co | 17718 | TX | 230 |  |  | Markwest Powertex Oneok Westex
17718 | Southwestern Public Service Co | 3483 | Moore County | 5m SW os Sunray, FM Rd 119 | Sunray | TX | 79086 | Moore | 35.9667 | -101.865 | SPP | SWPP | Southwest Power Pool | Wells | 22 | RE | 1 | Electric Utility |  | N |  | N |  | N |  | N | X |  | Southwestern Public Service Co | 17718 | TX | 115
17718 | Southwestern Public Service Co | 3484 | Nichols | 7201 N. Lakeside Drive | Amarillo | TX | 79108 | Potter | 35.2834 | -101.7464 | SPP | SWPP | Southwest Power Pool | Municipality | 22 | RE | 1 | Electric Utility |  | N |  | N |  | N |  | N | X |  | Southwestern Public Service Co | 17718 | TX | 230 | 115 |  | CIG Oneok Westex
17718 | Southwestern Public Service Co | 3485 | Plant X | 5m S. on Earth on FM Rd 1055 | Earth | TX | 79031 | Lamb | 34.1661 | -102.4114 | SPP | SWPP | Southwest Power Pool | Wells | 22 | RE | 1 | Electric Utility |  | N |  | N |  | N |  | N | X |  | Southwestern Public Service Co | 17718 | TX | 230 | 115 |  | EPNG Oneok Westex
17718 | Southwestern Public Service Co | 3487 | Riverview | 4m N. of Borger on Hwy 152 | Borger | TX | 79105 | Hutchinson | 35.7122 | -101.4119 | SPP | SWPP | Southwest Power Pool |  | 22 | RE | 1 | Electric Utility |  | N |  | N |  | N |  |  | X |  | Southwestern Public Service Co | 17718 | TX | 115
55983 | Luminant Generation Company LLC | 3489 | Eagle Mountain | 10029 Morris Dido Newark Rd | Fort Worth | TX | 76179 | Tarrant | 32.9056 | -97.4792 | TRE | ERCO | Electric Reliability Council of Texas, Inc. | Eagle Mountain Reservoir | 22 | NR | 2 | IPP Non-CHP |  | N |  | N |  | N |  |  | X |  | Oncor Electric Delivery Company LLC | 44372 | TX | 138 | 345 |  | Atmos, ETP
55983 | Luminant Generation Company LLC | 3490 | Graham | PO Box 248 | Graham | TX | 76450 | Young | 33.1344 | -98.6117 | TRE | ERCO | Electric Reliability Council of Texas, Inc. | Lake Graham | 22 | NR | 2 | IPP Non-CHP |  | N |  | N |  | N |  | N | X |  | Oncor Electric Delivery Company LLC | 44372 | TX | 345 | 138 |  | Energy Transfer Fuel, LP
6035 | Exelon Power | 3491 | Handley | 6604 East Rosedale St. | Fort Worth | TX | 76112 | Tarrant | 32.7283 | -97.2192 | TRE | ERCO | Electric Reliability Council of Texas, Inc. | Lake Arlington | 22 | NR | 2 | IPP Non-CHP |  | N |  | N |  | N |  | N | X |  | Oncor Electric Delivery Company LLC | 44372 | TX | 138 |  |  | Atmos-Lone Star line Energy Transfer - Old Ocean line
55983 | Luminant Generation Company LLC | 3492 | Morgan Creek | 3177 Hwy 163 South | Colorado City | TX | 79512 | Mitchell | 32.3358 | -100.9156 | TRE | ERCO | Electric Reliability Council of Texas, Inc. | Lake Colorado City | 22 | NR | 2 | IPP Non-CHP |  | N |  | N |  | N |  | N | X |  | Oncor Electric Delivery Company LLC | 44372 | TX | 138 |  |  | Energy Transfer Fuel, LP
55983 | Luminant Generation Company LLC | 3493 | North Main | 101 N.W. 4th St. | Fort Worth | TX | 76124 | Tarrant | 32.7606 | -97.3364 | TRE | ERCO | Electric Reliability Council of Texas, Inc. | Trinity River | 22 | NR | 2 | IPP Non-CHP |  | N |  | N |  | N |  |  | X |  |  |  |  | 138
55983 | Luminant Generation Company LLC | 3494 | Permian Basin | 600 North Yucca Dr. | Monahans | TX | 79756 | Ward | 31.5839 | -102.9633 | TRE | ERCO | Electric Reliability Council of Texas, Inc. | Wells | 22 | NR | 2 | IPP Non-CHP |  | N |  | N |  | N |  | N | X |  | Oncor Electric Delivery Company LLC | 44372 | TX | 138 |  |  | Energy Transfer Fuel, LP
56884 | Big Brown Power Company LLC | 3497 | Big Brown | PO Box 948 | Fairfield | TX | 75840 | Freestone | 31.8206 | -96.0544 | TRE | ERCO | Electric Reliability Council of Texas, Inc. | Fairfield Lake | 22 | NR | 2 | IPP Non-CHP |  | N |  | N |  | N |  | Y | Y | OP | Oncor Electric Delivery Company LLC | 44372 | TX | 345 |  |  | Energy Transfer Fuel, LP
59588 | Lake Creek 3 Power Company LLC | 3502 | Lake Creek | 4278 Lake Creek Rd | Waco | TX | 76703 | McLennan | 31.4647 | -96.985 | TRE | ERCO | Electric Reliability Council of Texas, Inc. | Lake Creek Lake | 22 | NR | 2 | IPP Non-CHP |  | N |  | N |  | N |  | N | X |  | Oncor Electric Delivery Company LLC | 44372 | TX | 138 |  |  | ATMOS Energy
55983 | Luminant Generation Company LLC | 3503 | River Crest | 5058 US Hwy 271 | Bogota | TX | 75417 | Red River | 33.3931 | -95.1467 | TRE | ERCO | Electric Reliability Council of Texas, Inc. | River Crest Lake | 22 | NR | 2 | IPP Non-CHP |  | N |  | N |  | N |  |  | X |  |  |  |  | 138
55983 | Luminant Generation Company LLC | 3504 | Stryker Creek | 1895 FM 2420 E | Jacksonville | TX | 75785 | Cherokee | 31.9398 | -94.9898 | TRE | ERCO | Electric Reliability Council of Texas, Inc. | Stryker Creek Reservoir | 22 | NR | 2 | IPP Non-CHP |  | N |  | N |  | N |  | N | X |  | Oncor Electric Delivery Company LLC | 44372 | TX | 138 |  |  | Energy Transfer Fuel, LP
56883 | Tradinghouse Power Company LLC | 3506 | Tradinghouse | 1868 Lake Felton Pkwy | Waco | TX | 76705 | McLennan | 31.5728 | -96.9642 | TRE | ERCO | Electric Reliability Council of Texas, Inc. | Tradinghouse Creek Reservoir | 22 | NR | 2 | IPP Non-CHP |  | N |  | N |  | N |  | N |  |  | Oncor Electric Delivery Company LLC | 44372 | TX | 345 | 138 |  | Atmos
55983 | Luminant Generation Company LLC | 3507 | Trinidad (TX) | 1320 McEntire | Trinidad | TX | 75163 | Henderson | 32.1245 | -96.1013 | TRE | ERCO | Electric Reliability Council of Texas, Inc. | Trinidad Lake | 22 | NR | 2 | IPP Non-CHP |  | N |  | N |  | N |  | N | X |  | Oncor Electric Delivery Company LLC | 44372 | TX | 138 |  |  | Energy Transfer Fuel, LP
56881 | Valley NG Power Company LLC | 3508 | Valley (TX) | 1040 CR 1225 | Savoy | TX | 75479 | Fannin | 33.6281 | -96.3676 | TRE | ERCO | Electric Reliability Council of Texas, Inc. | Valley Lake | 22 | NR | 2 | IPP Non-CHP |  | N |  | N |  | N |  | N | X |  | Oncor Electric Delivery Company LLC | 44372 | TX | 138 | 345 |  | ATMOS Energy
1015 | Austin Energy | 3548 | Decker Creek | 8003 Decker Ln | Austin | TX | 78724 | Travis | 30.3033 | -97.6128 | TRE | ERCO | Electric Reliability Council of Texas, Inc. | Lake Walter E. Long | 22 | RE | 1 | Electric Utility |  | N |  | N |  | N |  |  | X |  | Austin Energy | 1015 | TX | 138 |  |  | Kinder Morgan Texas Pipeline LLC
1015 | Austin Energy | 3549 | Holly Street | 2401 Holly Street | Austin | TX | 78702 | Travis | 30.25 | -97.7167 | TRE | ERCO | Electric Reliability Council of Texas, Inc. | Colorado River | 22 | RE | 1 | Electric Utility |  | N |  | N |  | N |  |  | X |  | Austin Energy | 1015 | TX | 69
2409 | Brownsville Public Utilities Board | 3559 | Silas Ray | 94 West 13th St Power Plant Dr | Brownsville | TX | 78520 | Cameron | 25.9131 | -97.5214 | TRE | ERCO | Electric Reliability Council of Texas, Inc. | Rio Grande River | 22 | RE | 1 | Electric Utility |  | N |  | N |  | N |  |  | X |  | Brownsville Public Utilities Board | 2409 | TX | 138 |  |  | Texas Gas Service
2442 | City of Bryan - (TX) | 3561 | Bryan (TX) | 601 Atkins Street | Bryan | TX | 77801 | Brazos | 30.6474 | -96.3723 | TRE | ERCO | Electric Reliability Council of Texas, Inc. | Municipality | 22 | RE | 1 | Electric Utility |  | N |  | N |  | N |  | N | X |  | City of Bryan - (TX) | 2442 | TX | 69 |  |  | Enterprise Texas Pipeline, LLC
6958 | City of Garland - (TX) | 3574 | C E Newman | 525 E Ave B | Garland | TX | 75040 | Dallas | 32.9125 | -96.6231 | TRE | ERCO | Electric Reliability Council of Texas, Inc. | Municipality | 22 | RE | 1 | Electric Utility |  | N |  | N |  | N |  | N | X |  | City of Garland | 6958 | TX | 69 |  |  | Retired 2011 - Generators and boilers removed
6958 | City of Garland - (TX) | 3576 | Ray Olinger | 13835 Cr 489 | Navada | TX | 75173 | Collin | 33.0681 | -96.4525 | TRE | ERCO | Electric Reliability Council of Texas, Inc. | Lake Lavon | 22 | RE | 1 | Electric Utility |  | N |  | N |  | N |  | N | X |  | City of Garland - (TX) | 6958 | TX | 138 |  |  | 1) Atmos Energy 2) Energy Transfer Company
7751 | Guadalupe Blanco River Authority | 3581 | Abbott TP 3 | 8860 F M 725 | McQueeney | TX | 78155 | Guadalupe | 29.594 | -98.0407 | TRE | ERCO | Electric Reliability Council of Texas, Inc. | Guadalupe River | 22 | RE | 1 | Electric Utility |  | N |  | N |  | N |  |  | X |  | Guadalupe Valley Elec Coop Inc | 7752 | TX | 12
7751 | Guadalupe Blanco River Authority | 3582 | Dunlap TP 1 | 394 Canal Lane | New Brannfels | TX | 78155 | Guadalupe | 29.6402 | -98.0459 | TRE | ERCO | Electric Reliability Council of Texas, Inc. | Guadalupe River | 22 | RE | 1 | Electric Utility |  | N |  | N |  | N |  |  | X |  | Guadalupe Valley Elec Coop Inc | 7752 | TX | 34.5
7751 | Guadalupe Blanco River Authority | 3583 | H 4 | 7182 FM 466 | Cost | TX | 78155 | Gonzales | 29.4952 | -97.6249 | TRE | ERCO | Electric Reliability Council of Texas, Inc. | Guadalupe River | 22 | RE | 1 | Electric Utility |  | N |  | N |  | N |  |  | X |  | Guadalupe Valley Elec Coop Inc | 7752 | TX | 12
7751 | Guadalupe Blanco River Authority | 3584 | H 5 | 1625 PR 2002 | Gonzales | TX | 78155 | Gonzales | 29.4681 | -97.4919 | TRE | ERCO | Electric Reliability Council of Texas, Inc. | Guadalupe River | 22 | RE | 1 | Electric Utility |  | N |  | N |  | N |  |  | X |  | Guadalupe Valley Elec Coop Inc | 7752 | TX | 12
7751 | Guadalupe Blanco River Authority | 3585 | Nolte | 2220 FM 466 | Seguin | TX | 78155 | Guadalupe | 29.5376 | -97.9321 | TRE | ERCO | Electric Reliability Council of Texas, Inc. | Guadalupe River | 22 | RE | 1 | Electric Utility |  | N |  | N |  | N |  |  | X |  | Guadalupe Valley Elec Coop Inc | 7752 | TX | 12
7751 | Guadalupe Blanco River Authority | 3586 | TP 4 | 16007 FM 725 | Seguin | TX | 78155 | Guadalupe | 29.5481 | -97.9996 | TRE | ERCO | Electric Reliability Council of Texas, Inc. | Guadalupe River | 22 | RE | 1 | Electric Utility |  | N |  | N |  | N |  |  | X |  | Guadalupe Valley Elec Coop Inc | 7752 | TX | 12
11269 | Lower Colorado River Authority | 3594 | Austin | 3700 Lake Austin Blvd | Austin | TX | 78703 | Travis | 30.2934 | -97.7844 | TRE | ERCO | Electric Reliability Council of Texas, Inc. | Lake Austin | 22 | RE | 1 | Electric Utility |  | N |  | N |  | N |  | N | X |  | Austin Energy | 1015 | TX | 138
11269 | Lower Colorado River Authority | 3595 | Buchanan Dam (TX) | 322 Buchanan Dam Dr. | Buchanan Dam | TX | 78609 | Llano | 30.7507 | -98.4176 | TRE | ERCO | Electric Reliability Council of Texas, Inc. | Lake Buchanan | 22 | RE | 1 | Electric Utility |  | N |  | N |  | N |  | N | X |  | Lower Colorado River Authority | 11269 |  | 138
11269 | Lower Colorado River Authority | 3597 | Granite Shoals | 3138 North Wirtz Dam Rd | Marble Falls | TX | 78654 | Burnet | 30.556 | -98.3384 | TRE | ERCO | Electric Reliability Council of Texas, Inc. | Lake Lyndon B. Johnson | 22 | RE | 1 | Electric Utility |  | N |  | N |  | N |  | N | X |  | Lower Colorado River Authority | 11269 |  | 138
11269 | Lower Colorado River Authority | 3598 | Inks | 422 Inks Dam Rd. | Buchanan Dam | TX | 78609 | Burnet | 30.7316 | -98.3854 | TRE | ERCO | Electric Reliability Council of Texas, Inc. | Inks Lake | 22 | RE | 1 | Electric Utility |  | N |  | N |  | N |  | N | X |  | Lower Colorado River Authority | 11269 |  | 69
11269 | Lower Colorado River Authority | 3599 | Marble Falls | 1395 Starke Dam Rd. | Marble Falls | TX | 78654 | Burnet | 30.5553 | -98.2576 | TRE | ERCO | Electric Reliability Council of Texas, Inc. | Lake Marble Falls | 22 | RE | 1 | Electric Utility |  | N |  | N |  | N |  | N | X |  | Lower Colorado River Authority | 11269 |  | 138
11269 | Lower Colorado River Authority | 3600 | Marshall Ford | 4400 North Ranch Rd. | Austin | TX | 78738 | Travis | 30.3899 | -97.9073 | TRE | ERCO | Electric Reliability Council of Texas, Inc. | Lake Travis | 22 | RE | 1 | Electric Utility |  | N |  | N |  | N |  | N | X |  | Lower Colorado River Authority | 11269 |  | 138
11269 | Lower Colorado River Authority | 3601 | Sim Gideon | 257 Power Plant Rd. | Bastrop | TX | 78602 | Bastrop | 30.1456 | -97.2708 | TRE | ERCO | Electric Reliability Council of Texas, Inc. | Lake Bastrop | 22 | RE | 1 | Electric Utility |  | N |  | N |  | N |  | N | X |  | Lower Colorado River Authority | 11269 |  | 138 |  |  | ETC Texas Pipeline / LCRA 50/50 line Enterprise Texas P/L / LCRA 50/50 Line
11292 | City of Lubbock - (TX) | 3602 | Ty Cooke | 3500 E. Slaton Hwy | Lubbock | TX | 79404 | Lubbock | 33.5211 | -101.7906 | SPP | SWPP | Southwest Power Pool | Municipality | 22 | RE | 1 | Electric Utility |  | N |  | N |  | N |  |  | X |  | City of Lubbock - (TX) | 11292 | TX | 69 |  |  | ONEOK WESTEX TRANSMISSION LLC
11292 | City of Lubbock - (TX) | 3604 | J Robert Massengale | 230 Massengale Drive | Lubock | TX | 79401 | Lubbock | 33.6039 | -101.8408 | SPP | SWPP | Southwest Power Pool | Municipality | 22 | RE | 1 | Electric Utility |  | N |  | N |  | N |  |  | X |  | City of Lubbock - (TX) | 11292 | TX | 69 |  |  | ATMOS
16604 | City of San Antonio - (TX) | 3609 | Leon Creek | 7718 Quintana Rd. | San Antonio | TX | 78211 | Bexar | 29.3525 | -98.5761 | TRE | ERCO | Electric Reliability Council of Texas, Inc. | Wells | 22 | RE | 1 | Electric Utility |  | N |  | N |  | N |  | N | X |  | City of San Antonio - (TX) | 16604 | TX | 138 |  |  | Interprise Texas Pipeline
16604 | City of San Antonio - (TX) | 3610 | Mission Road | 207 Mission Rd. | San Antonio | TX | 78210 | Bexar | 29.3983 | -98.4892 | TRE | ERCO | Electric Reliability Council of Texas, Inc. | Wells | 22 | RE | 1 | Electric Utility |  | N |  | N |  | N |  |  | X
16604 | City of San Antonio - (TX) | 3611 | O W Sommers | 12940 US Hwy 181 South | San Antonio | TX | 78263 | Bexar | 29.3081 | -98.3242 | TRE | ERCO | Electric Reliability Council of Texas, Inc. | San Antonio River | 22 | RE | 1 | Electric Utility |  | N |  | N |  | N |  | N | X |  | City of San Antonio - (TX) | 16604 | TX | 138 |  |  | Interprise Texas Pipeline
16604 | City of San Antonio - (TX) | 3612 | V H Braunig | 15290 Streich Rd. | Elmendorf | TX | 78112 | Bexar | 29.2567 | -98.3825 | TRE | ERCO | Electric Reliability Council of Texas, Inc. | San Antonio River | 22 | RE | 1 | Electric Utility |  | N |  | N |  | N |  | N | X |  | City of San Antonio - (TX) | 16604 | TX | 138 |  |  | Interprise Texas Pipeline
16604 | City of San Antonio - (TX) | 3613 | W B Tuttle | 9911 Perrin Beitel | San Antonio | TX | 78217 | Bexar | 29.53 | -98.4181 | TRE | ERCO | Electric Reliability Council of Texas, Inc. | Wells | 22 | RE | 1 | Electric Utility |  | N |  | N |  | N |  |  | X |  | San Antonio City of | 16604 | TX | 138
20230 | Weatherford Mun Utility System | 3624 | Weatherford | 614 Fort Worth Highway | Weatherford | TX | 76086 | Parker | 32.7581 | -97.7873 | TRE | ERCO | Electric Reliability Council of Texas, Inc. | Municipality | 22 | RE | 1 | Electric Utility |  | N |  | N |  | N |  | N | X |  | Weatherford Mun Utility System | 20230 | TX | 7.4 |  |  | Enbridge 15000 - Texas Gas Service Distribution line
2172 | Brazos Electric Power Coop Inc | 3627 | North Texas | 602 West Lake Drive | Weatherford | TX | 76087 | Parker | 32.7788 | -97.6945 | TRE | ERCO | Electric Reliability Council of Texas, Inc. | Lake Weatherford | 22 | RE | 1 | Electric Utility |  | N |  | N |  | N |  | Y | Y | OS | Brazos Electric Power Coop Inc | 2172 | TX | 69 |  |  | Embridge
2172 | Brazos Electric Power Coop Inc | 3628 | R W Miller | 2217 F.M.Road 3137 | Palo Pinto | TX | 76484 | Palo Pinto | 32.6581 | -98.3103 | TRE | ERCO | Electric Reliability Council of Texas, Inc. | Lake Palo Pinto | 22 | RE | 1 | Electric Utility |  | N |  | N |  | N |  | Y | Y | OP | Brazos Electric Power Coop Inc | 2172 |  | 138 |  |  | Enbridge; Huckabay; Atmos; Enterprise
17583 | South Texas Electric Coop, Inc | 3630 | Pearsall | 2393 County Road 1005 | Pearsall | TX | 78061 | Frio | 28.9275 | -99.0919 | TRE | ERCO | Electric Reliability Council of Texas, Inc. | Wells | 22 | RE | 1 | Electric Utility |  | N |  | N |  | N |  | N | X |  | South Texas Electric Coop, Inc | 17583 | TX | 69 |  |  | LaSalle Pipeline - NextEra Energy Resources LLC
17583 | South Texas Electric Coop, Inc | 3631 | Sam Rayburn | 2849 FM 447 | Nursery | TX | 77976 | Victoria | 28.8947 | -97.135 | TRE | ERCO | Electric Reliability Council of Texas, Inc. | Guadalupe River | 22 | RE | 1 | Electric Utility |  | N |  | N |  | N |  | N | X |  | South Texas Electric Coop, Inc | 17583 | TX | 69 |  |  | Mission Valley Pipeline - - NextEra Energy Resources LLC
1434 | Beaver City Corporation | 3643 | Upper Beaver | Hwy 153, 10 Mi E of Beaver | Beaver | UT | 84713 | Beaver | 38.2683 | -112.4806 | WECC | PACE | PacifiCorp - East | Beaver River | 22 | RE | 1 | Electric Utility |  | N |  | N |  | N |  | N | X |  | PacifiCorp | 14354 | UT | 46
14354 | PacifiCorp | 3644 | Carbon | Hwy 6 & Hwy 91, 12 mi N Price | Price | UT | 84526 | Carbon | 39.7272 | -110.8644 | WECC | PACE | PacifiCorp - East | Price River | 22 | RE | 1 | Electric Utility |  | N |  | N |  | N |  | N | X |  | PacifiCorp | 14354 | UT | 138
14354 | PacifiCorp | 3646 | Cutler Hydro | 1365 W Cutler Dam Road | Collinston | UT | 84306 | Box Elder | 41.8347 | -112.0521 | WECC | PACE | PacifiCorp - East | Bear River | 22 | RE | 1 | Electric Utility |  | N |  | N |  | N |  |  | X |  | PacifiCorp | 14354 | UT | 46
14354 | PacifiCorp | 3648 | Gadsby | 1407 West North Temple Rear | Salt Lake City | UT | 84104 | Salt Lake | 40.7686 | -111.9289 | WECC | PACE | PacifiCorp - East | Jordan River | 22 | RE | 1 | Electric Utility |  | N |  | N |  | N |  |  | X |  | PacifiCorp | 14354 | UT | 46 |  |  | Questar Gas Company
14354 | PacifiCorp | 3651 | Granite | 4101 Big Cottonwood Canyon Rd | Salt lake City | UT | 84121 | Salt Lake | 40.6192 | -111.7821 | WECC | PACE | PacifiCorp - East | Big Cottonwood Creek | 22 | RE | 1 | Electric Utility |  | N |  | N |  | N |  |  | X |  | PacifiCorp | 14354 | UT | 12.47
14354 | PacifiCorp | 3655 | Olmstead | 1018 N 1630 E Highway 16 | Orem | UT | 84601 | Utah | 40.3158 | -111.6547 | WECC | PACE | PacifiCorp - East | Provo River | 22 | RE | 1 | Electric Utility |  | N |  | N |  | N |  |  | X |  | PacifiCorp | 14354 | UT | 46
14354 | PacifiCorp | 3656 | Pioneer | 1218 12th Street | Ogden | UT | 84404 | Weber | 41.2436 | -111.9465 | WECC | PACE | PacifiCorp - East | Ogden River | 22 | RE | 1 | Electric Utility |  | N |  | N |  | N |  |  | X |  | PacifiCorp | 14354 | UT | 46
8366 | Heber Light & Power Company | 3658 | Snake Creek | Snake Creek Drive | Midway | UT | 84049 | Wasatch | 40.5449 | -111.5029 | WECC | PACE | PacifiCorp - East | Snake Creek | 22 | RE | 1 | Electric Utility |  | N |  | N |  | N |  |  | X |  | PacifiCorp | 14354 | UT | 12.47
14354 | PacifiCorp | 3659 | Stairs | E. Big Cottonwood Canyon Road | Salt Lake City | UT | 84121 | Salt Lake | 40.6236 | -111.7533 | WECC | PACE | PacifiCorp - East | Big Cottonwood Creek | 22 | RE | 1 | Electric Utility |  | N |  | N |  | N |  |  | X |  | PacifiCorp | 14354 | UT | 12.47
14354 | PacifiCorp | 3661 | Weber | 1 Mi E. of South Weber on I84 | South Weber | UT | 84403 | Weber | 41.1376 | -111.8849 | WECC | PACE | PacifiCorp - East | Weber River | 22 | RE | 1 | Electric Utility |  | N |  | N |  | N |  |  | X |  | PacifiCorp | 14354 | UT | 46
2010 | City of Bountiful | 3665 | Bountiful City | 253 South 200 W | Bountiful | UT | 84010 | Davis | 40.8869 | -111.8853 | WECC | PACE | PacifiCorp - East | Municipality | 22 | RE | 1 | Electric Utility |  | N |  | N |  | N |  | N | X |  | City of Bountiful | 2010 | UT | 46 |  |  | Questar - FL021-13
2220 | Brigham City Corporation | 3666 | Brigham City | 450 South 1500 East | Brigham | UT | 84302 | Box Elder | 41.5016 | -111.9934 | WECC | PACE | PacifiCorp - East | Mantua Reservoir | 22 | RE | 1 | Electric Utility |  | N |  | N |  | N |  |  | X |  | Brigham City Corporation | 2220 | UT | 4
11135 | City of Logan - (UT) | 3675 | Hydro III | 3700 E Hwy 89 | Logan | UT | 84321 | Cache | 41.7464 | -111.746 | WECC | PACE | PacifiCorp - East | Logan River | 22 | RE | 1 | Electric Utility |  | N |  | N |  | N |  | N | X |  | City of Logan - (UT) | 11135 | UT | 12 |  |  | Qustar service line
11588 | City of Manti - (UT) | 3676 | Manti Upper | 5000 East 500 South | Manti | UT | 84642 | SANPETE | 39.2559 | -111.6215 | WECC | PACE | PacifiCorp - East | Cullinary | 22 | RE | 1 | Electric Utility |  | N |  | N |  | N |  |  | X |  | City of Manti - (UT) | 11588 | UT | 4
13137 | City of Murray - (UT) | 3683 | Murray City | 153 W 4800 So | Murray | UT | 84107 | Salt Lake | 40.67 | -111.89 | WECC | PACE | PacifiCorp - East | Municipality | 22 | RE | 1 | Electric Utility |  | N |  | N |  | N |  |  | X |  | City of Murray | 13137 | UT | 138 |  |  | Questar Gas Pipeline
15444 | Provo City Corp | 3686 | Provo | 702 North 300 West | Provo | UT | 84601 | UTAH | 40.2429 | -111.6631 | WECC | PACE | PacifiCorp - East | Cooling Tower | 22 | RE | 1 | Electric Utility |  | N |  | N |  | N |  | N | X |  | Provo City Corp | 15444 | UT | 12.8 |  |  | Queststar Gas
17845 | City of Springville - (UT) | 3688 | Bartholomew | 3593 LeftFork, Hobble Creek Cn | Springville | UT | 84663 | Utah | 40.1671 | -111.4995 | WECC | PACE | PacifiCorp - East | Bartholomew Springs | 22 | RE | 1 | Electric Utility |  | N |  | N |  | N |  | N | X |  | City of Springville - (UT) | 17845 | UT | 12.46
18205 | Strawberry Water Users Assn | 3691 | Spanish Fork | 2100 E. Powerhouse Rd. | Spanish Fork | UT | 84660 | Utah | 40.08 | -111.6048 | WECC | PACE | PacifiCorp - East | Strawberry Reservoir | 22 | RE | 1 | Electric Utility |  | N |  | N |  | N |  |  | X |  | Strawberry Water Users Assn | 18205 |  | 46
20255 | Weber Basin Water Conserv Dist | 3697 | Gateway | 6430 Gateway Drive | Mountain Green | UT | 84050 | Morgan | 41.1365 | -111.8314 | WECC | PACE | PacifiCorp - East | Weber River | 22 | RE | 1 | Electric Utility |  | N |  | N |  | N |  | N | X |  | PacifiCorp | 14354 | UT | 46
20255 | Weber Basin Water Conserv Dist | 3698 | Wanship | 3145 Rockport Dr | Wanship | UT | 84017 | Summit | 40.7904 | -111.4043 | WECC | PACE | PacifiCorp - East | Rockport Reservoir | 22 | RE | 1 | Electric Utility |  | N |  | N |  | N |  | N | X |  | PacifiCorp | 14354 | UT | 46
6957 | Garkane Energy Coop, Inc | 3699 | Boulder | 5701 North Highway 12 | Boulder | UT | 84716 | Garfield | 37.9858 | -111.4383 | WECC | WACM | Western Area Power Administration - Rocky Mountain Region | Boulder Creek | 22 | RE | 1 | Electric Utility |  | N |  | N |  | N |  |  | X |  | Garkane Energy Coop, Inc | 6957 | UT | 2.4
12866 | Moon Lake Electric Assn Inc | 3704 | Uintah | Uintah Canyon Farm Creek Junct | Neola | UT | 84053 | Duchesne | 40.5381 | -110.0661 | WECC | WACM | Western Area Power Administration - Rocky Mountain Region | Uintah River | 22 | RE | 1 | Electric Utility |  | N |  | N |  | N |  | N | X |  | Moon Lake Electric Assn Inc | 12866 | UT | 12.5
7601 | Green Mountain Power Corp | 3708 | Ascutney | 776 Route 131 | Weatherfield | VT | 5030 | WINDSOR | 43.4011 | -72.4203 | NPCC | ISNE | ISO New England Inc. | Well | 22 | RE | 1 | Electric Utility |  | N |  | N |  | N |  |  | X |  | Green Mountain Power Corp | 7601 | VT | 46
7601 | Green Mountain Power Corp | 3709 | Smith (VT) | 105 South Main Street | Bradford | VT | 5033 | Orange | 43.9921 | -72.1282 | NPCC | ISNE | ISO New England Inc. | Waits River | 22 | RE | 1 | Electric Utility |  | N |  | N |  | N |  |  | X |  | Green Mountain Power Corp | 7601 | VT | 46
7601 | Green Mountain Power Corp | 3710 | Cavendish | 241 Power Plant Road | Cavendish | VT | 5142 | Windsor | 43.3812 | -72.5982 | NPCC | ISNE | ISO New England Inc. | Black River | 22 | RE | 1 | Electric Utility |  | N |  | N |  | N |  |  | X |  | Green Mountain Power Corp | 7601 | VT | 46
7601 | Green Mountain Power Corp | 3711 | Clark Falls | 16 Howard Drive | Milton | VT | 5468 | Chittenden | 44.6356 | -73.12 | NPCC | ISNE | ISO New England Inc. | Lamoille River | 22 | RE | 1 | Electric Utility |  | N |  | N |  | N |  |  | X |  | Green Mountain Power Corp | 7601 | VT | 34.5
7601 | Green Mountain Power Corp | 3712 | Fairfax Falls | 781 Main St. | Fairfax | VT | 5454 | Franklin | 44.6534 | -72.9961 | NPCC | ISNE | ISO New England Inc. | Lamoille River | 22 | RE | 1 | Electric Utility |  | N |  | N |  | N |  |  | X |  | Green Mountain Power Corp | 7601 | VT | 34.5
7601 | Green Mountain Power Corp | 3714 | Glen | 747 US Rt 7 North | Rutland Town | VT | 5701 | Rutland | 43.6368 | -72.9758 | NPCC | ISNE | ISO New England Inc. | East Creek | 22 | RE | 1 | Electric Utility |  | N |  | N |  | N |  |  | X |  | Green Mountain Power Corp | 7601 | VT | 46
7601 | Green Mountain Power Corp | 3716 | Lower Middlebury | 85 Seymour Street Ext. | Middlebury Lower | VT | 5753 | Addison | 44.0249 | -73.1768 | NPCC | ISNE | ISO New England Inc. | Otter Creek | 22 | RE | 1 | Electric Utility |  | N |  | N |  | N |  |  | X |  | Green Mountain Power Corp | 7601 | VT | 46
7601 | Green Mountain Power Corp | 3717 | Milton | 85 Ritchie Ave. | Milton | VT | 5468 | Chittenden | 44.6414 | -73.1134 | NPCC | ISNE | ISO New England Inc. | Lamoille River | 22 | RE | 1 | Electric Utility |  | N |  | N |  | N |  |  | X |  | Green Mountain Power Corp | 7601 | VT | 34.5
7601 | Green Mountain Power Corp | 3720 | Peterson | 197 West Milton Road | Milton | VT | 5468 | Chittenden | 44.6381 | -73.1625 | NPCC | ISNE | ISO New England Inc. | Lamoille River | 22 | RE | 1 | Electric Utility |  | N |  | N |  | N |  |  | X |  | Green Mountain Power Corp | 7601 | VT | 34.5
7601 | Green Mountain Power Corp | 3722 | Pittsford | 5 Powerhouse Road | Pittsford | VT | 5763 | Rutland | 43.694 | -72.955 | NPCC | ISNE | ISO New England Inc. | Chittenden Reservoir | 22 | RE | 1 | Electric Utility |  | N |  | N |  | N |  |  | X |  | Green Mountain Power Corp | 7601 | VT | 46
7601 | Green Mountain Power Corp | 3723 | Rutland | 296 Green Hills Lane | Rutland City | VT | 5701 | Rutland | 43.603 | -72.9923 | NPCC | ISNE | ISO New England Inc. | Otter Creek | 22 | RE | 1 | Electric Utility |  | N |  | N |  | N |  |  | X |  | Green Mountain Power Corp | 7601 | VT | 46
7601 | Green Mountain Power Corp | 3724 | Salisbury | 1084 Maple Street | Salisbury | VT | 5769 | Addison | 43.8954 | -73.1007 | NPCC | ISNE | ISO New England Inc. | Leicester River | 22 | RE | 1 | Electric Utility |  | N |  | N |  | N |  |  | X |  | Green Mountain Power Corp | 7601 | VT | 46
7601 | Green Mountain Power Corp | 3725 | Silver Lake (VT) | 3668 Lake Dunmore Road | Salisbury | VT | 5769 | Addison | 43.8986 | -73.0531 | NPCC | ISNE | ISO New England Inc. | Sucker Brook | 22 | RE | 1 | Electric Utility |  | N |  | N |  | N |  |  | X |  | Green Mountain Power Corp | 7601 | VT | 46
7601 | Green Mountain Power Corp | 3728 | Weybridge | 19 Water Street | Weybridge | VT | 5753 | Addison | 44.0661 | -73.2158 | NPCC | ISNE | ISO New England Inc. | Otter Creek | 22 | RE | 1 | Electric Utility |  | N |  | N |  | N |  |  | X |  | Green Mountain Power Corp | 7601 | VT | 46
49852 | Great Bay Hydro Corp | 3730 | Newport Diesels | 964 Clyde Street | Newport | VT | 5855 | Orleans | 44.9381 | -72.18 | NPCC | ISNE | ISO New England Inc. | Clyde Pond | 22 | NR | 2 | IPP Non-CHP |  | N |  | N |  | Y | 04-46-000 | N | X |  | Vermont Electric Cooperative, Inc. | 19791 | VT | 4.16
49852 | Great Bay Hydro Corp | 3731 | Newport | 964 Clyde Street | Newport | VT | 5855 | Orleans | 44.9376 | -72.18 | NPCC | ISNE | ISO New England Inc. | Clyde Pond | 22 | NR | 2 | IPP Non-CHP |  | N |  | Y | 13350000 | Y | 04-46-000 | N | X |  | Vermont Electric Cooperative, Inc | 19791 | VT | 4.16
7601 | Green Mountain Power Corp | 3734 | Berlin 5 | 144 Nelson Drive | Berlin | VT | 5641 | Washington | 44.251 | -72.6027 | NPCC | ISNE | ISO New England Inc. | Well | 22 | RE | 1 | Electric Utility |  | N |  | N |  | N |  |  | X |  | Green Mountain Power Corp | 7601 | VT | 34.5
7601 | Green Mountain Power Corp | 3735 | Colchester 16 | 154 Gorge Road | Colchester | VT | 5446 | Chittenden | 44.4906 | -73.1703 | NPCC | ISNE | ISO New England Inc. |  | 22 | RE | 1 | Electric Utility |  | N |  | N |  | N |  |  | X |  | Green Mountain Power Corp | 7601 | VT | 34.5
7601 | Green Mountain Power Corp | 3737 | Essex Junction 19 | 111 Park Street | Essex Junction | VT | 5452 | Chittenden | 44.4821 | -73.1164 | NPCC | ISNE | ISO New England Inc. | Winooski River | 22 | RE | 1 | Electric Utility |  | N |  | N |  | N |  |  | X |  | Green Mountain Power Corp | 7601 | VT | 34.5
7601 | Green Mountain Power Corp | 3739 | Marshfield 6 | 78 Power Plant Road | Marshfield | VT | 5658 | Washington | 44.3606 | -72.3356 | NPCC | ISNE | ISO New England Inc. | Marshfield Dam | 22 | RE | 1 | Electric Utility |  | N |  | N |  | N |  |  | X |  | Green Mountain Power Corp | 7601 | VT | 34.5
7601 | Green Mountain Power Corp | 3740 | Middlesex 2 | 7515 Route 100B | Moretown | VT | 5602 | WASHINGTON | 44.2924 | -72.6824 | NPCC | ISNE | ISO New England Inc. | Winooski River | 22 | RE | 1 | Electric Utility |  | N |  | N |  | N |  |  | X |  | Green Mountain Power Corp | 7601 | VT | 34.5
7601 | Green Mountain Power Corp | 3743 | West Danville 15 | 268 Power Plant Plant Road | Danville | VT | 5873 | Caledonia | 44.4056 | -72.1881 | NPCC | ISNE | ISO New England Inc. | Joes Brook | 22 | RE | 1 | Electric Utility |  | N |  | N |  | N |  |  | X |  | Green Mountain Power Corp | 7601 | VT | 34.5
50048 | TransCanada Hydro Northeast Inc., | 3745 | Bellows Falls | 12 Mill St | Bellow Falls | VT | 5101 | Windham | 43.1375 | -72.4464 | NPCC | ISNE | ISO New England Inc. | Connecticut River | 22 | NR | 2 | IPP Non-CHP |  | N |  | N |  | Y | 98-91-000 | N | X |  | Green Mountain Power Corp | 7601 | VT | 115
50048 | TransCanada Hydro Northeast Inc., | 3746 | Harriman | Route 100 | Whitingham | VT | 5361 | Windham | 42.7936 | -72.9144 | NPCC | ISNE | ISO New England Inc. | Deerfield River | 22 | NR | 2 | IPP Non-CHP |  | N |  | N |  | Y | 98-91-000 | N | X |  | Green Mountain Power Corp | 7601 | VT | 115
15472 | Public Service Co of NH | 3750 | Canaan | Beechers Falls Rd. | Canaan | VT | 5903 | Essex | 44.9993 | -71.5302 | NPCC | ISNE | ISO New England Inc. | Connecticut River | 22 | RE | 1 | Electric Utility |  | N |  | N |  | N |  | N | X |  | Public Service Co of NH | 15472 | NH | 34.5
1299 | Barton Village, Inc | 3753 | West Charleston | Rte 105 | West Charleston | VT | 5872 | Orleans | 44.8874 | -72.0554 | NPCC | ISNE | ISO New England Inc. | Clyde River | 22 | RE | 1 | Electric Utility |  | N |  | N |  | N |  | N | X |  | Barton Village, Inc | 1299 | VT | 350
2548 | City of Burlington Electric - (VT) | 3754 | Burlington GT | 124 Penny Lane | Burlington | VT | 5401 | Chittenden | 44.4814 | -73.2239 | NPCC | ISNE | ISO New England Inc. |  | 22 | RE | 1 | Electric Utility |  | N |  | N |  | N |  | N | X |  | City of Burlington Electric - (VT) | 2548 | VT | 13.8
11359 | Village of Lyndonville - (VT) | 3762 | Great Falls (VT) | Great Falls Drive | Lyndon | VT | 5851 | CALEDONIA | 44.5002 | -71.9989 | NPCC | ISNE | ISO New England Inc. | Passumpsic River | 22 | RE | 1 | Electric Utility |  | N |  | N |  | N |  | N | X |  | Village of Lyndonville - (VT) | 11359 | VT | 7.2
12989 | Village of Morrisville - (VT) | 3764 | Morrisville | 67 B Street | Morrisville | VT | 5661 | Lamoille | 44.5618 | -72.6024 | NPCC | ISNE | ISO New England Inc. | Lamoille River | 22 | RE | 1 | Electric Utility |  | N |  | N |  | N |  | N | X |  | Village of Morrisville - (VT) | 12989 | VT | 34.5
12989 | Village of Morrisville - (VT) | 3765 | Cadys Falls | 1564 Cady's Falls Road | Morrisville | VT | 5661 | Lamoille | 44.5776 | -72.6119 | NPCC | ISNE | ISO New England Inc. | Lamoille River | 22 | RE | 1 | Electric Utility |  | N |  | N |  | N |  | N | X |  | Village of Morrisville - (VT) | 12989 | VT | 34.5
733 | Appalachian Power Co | 3772 | Buck Hydro | Route 737 | Ivanhoe | VA | 24350 | Carroll | 36.8082 | -80.9387 | RFC | PJM | PJM Interconnection, LLC | New River | 22 | RE | 1 | Electric Utility |  | N |  | N |  | N |  |  | X |  | Appalachian Power Co | 733 | VA | 13.2
733 | Appalachian Power Co | 3773 | Byllesby 2 | Route 602 | Ivanhoe | VA | 24350 | Carroll | 36.7858 | -80.9333 | RFC | PJM | PJM Interconnection, LLC | New River | 22 | RE | 1 | Electric Utility |  | N |  | N |  | N |  |  | X |  | Appalachian Power Co | 733 | VA | 69
733 | Appalachian Power Co | 3774 | Claytor | Route 605 | Radford | VA | 24141 | Pulaski | 37.075 | -80.5847 | RFC | PJM | PJM Interconnection, LLC | New River | 22 | RE | 1 | Electric Utility |  | N |  | N |  | N |  |  | X |  | Appalachian Power Co | 733 | VA | 138
733 | Appalachian Power Co | 3775 | Clinch River | State Route 82 | Cleveland | VA | 24225 | Russell | 36.9333 | -82.1997 | RFC | PJM | PJM Interconnection, LLC | Clinch River | 22 | RE | 1 | Electric Utility |  | N |  | N |  | N |  | Y | N | OP | Appalachian Power Co | 733 | VA | 138
733 | Appalachian Power Co | 3776 | Glen Lyn | U.S Route 460 | Glen Lyn | VA | 24093 | Giles | 37.3706 | -80.8633 | RFC | PJM | PJM Interconnection, LLC | New River | 22 | RE | 1 | Electric Utility |  | N |  | N |  | N |  | Y | N | OP | Appalachian Power Co | 733 | VA | 138
733 | Appalachian Power Co | 3777 | Leesville | Rt. 754 | Hurt | VA | 24563 | Pittsylvania | 37.0933 | -79.4025 | RFC | PJM | PJM Interconnection, LLC | Roanoke River | 22 | RE | 1 | Electric Utility |  | N |  | N |  | N |  |  | X |  | Appalachian Power Co | 733 | VA | 138
733 | Appalachian Power Co | 3778 | Niagara | 1495 Niagara Rd | Vinton | VA | 24179 | Roanoke | 37.2544 | -79.8756 | RFC | PJM | PJM Interconnection, LLC | Roanoke River | 22 | RE | 1 | Electric Utility |  | N |  | N |  | N |  |  | X |  | Appalachian Power Co | 733 | VA | 12
733 | Appalachian Power Co | 3779 | Reusens | 4300 Hydro Street | Lynchburg | VA | 24503 | Campbell | 37.4639 | -79.1856 | RFC | PJM | PJM Interconnection, LLC | James River | 22 | RE | 1 | Electric Utility |  | N |  | N |  | N |  |  | X |  | Appalachian Power Co | 733 | VA | 34.5
733 | Appalachian Power Co | 3780 | Smith Mountain | Route 1 | Penhook | VA | 24141 | Pittsylvania | 37.0413 | -79.5356 | RFC | PJM | PJM Interconnection, LLC | Roanoke River | 22 | RE | 1 | Electric Utility |  | N |  | N |  | N |  |  | X |  | Appalachian Power Co | 733 | VA | 138
56609 | Calpine Mid-Atlantic Generation LLC | 3782 | Bayview | Rt 684; 22872 Bayview Circle | Bayview | VA | 23316 | Northampton | 37.2717 | -75.9682 | RFC | PJM | PJM Interconnection, LLC |  | 22 | NR | 2 | IPP Non-CHP |  | N |  | N |  | Y | 03-84 |  | X |  | Delmarva Power | 5027 | DE | 69
56609 | Calpine Mid-Atlantic Generation LLC | 3785 | Tasley | 21417 Taylor Road | Tasley | VA | 23441 | Accomack | 37.7061 | -75.7031 | RFC | PJM | PJM Interconnection, LLC |  | 22 | NR | 2 | IPP Non-CHP |  | N |  | N |  | Y | 03-84 |  | X |  | Delmarva Power | 5027 | DE | 69
59927 | PE Hydro Generation, LLC | 3789 | Luray Hydro Station | 650 Power Dam Road | Luray | VA | 22835 | PAGE | 38.6767 | -78.4989 | RFC | PJM | PJM Interconnection, LLC | Shenandoah River | 22 | NR | 2 | IPP Non-CHP |  | N |  | N |  | Y | EG14-4 | N | X |  | West Penn Power Company | 20387 | PA | 34.5
59927 | PE Hydro Generation, LLC | 3790 | Newport Hydro Station | -- | Newport | VA | 24128 | Page | 38.5714 | -78.5936 | RFC | PJM | PJM Interconnection, LLC | Shenandoah River | 22 | NR | 2 | IPP Non-CHP |  | N |  | N |  | Y | EG14-4 | N | X |  | West Penn Power Company | 20387 | PA | 34.5
19876 | Virginia Electric & Power Co | 3796 | Bremo Bluff | 1038 Bremo Road | Bremo Bluff | VA | 23022 | Fluvanna | 37.7089 | -78.2878 | SERC | PJM | PJM Interconnection, LLC | James River | 22 | RE | 1 | Electric Utility |  | N |  | N |  | N |  | Y | N | OS | Virginia Electric & Power Co | 19876 | VA | 115 |  |  | Transco
19876 | Virginia Electric & Power Co | 3797 | Chesterfield | 500 Coxendale Road | Chester | VA | 23831 | Chesterfield | 37.3822 | -77.3833 | SERC | PJM | PJM Interconnection, LLC | James River | 22 | RE | 1 | Electric Utility |  | N |  | N |  | N |  | Y | Y | OP | Virginia Electric & Power Co | 19876 | VA | 230 |  |  | TCO and DTI
19876 | Virginia Electric & Power Co | 3798 | Cushaw | Mt Grove CR-01 600 N. | Warm Springs | VA | 24526 | Amherst | 37.5929 | -79.3808 | SERC | PJM | PJM Interconnection, LLC | James River | 22 | RE | 1 | Electric Utility |  | N |  | N |  | N |  | N | X |  | Virginia Electric & Power Co | 19876 | VA | 115
19876 | Virginia Electric & Power Co | 3799 | Low Moor | 9319 Rich Patch Road | Covington | VA | 24426 | Alleghany | 37.777 | -79.892 | SERC | PJM | PJM Interconnection, LLC |  | 22 | RE | 1 | Electric Utility |  | N |  | N |  | N |  | N | X |  | Virginia Electric & Power Co | 19876 | VA | 138 |  |  | Transco
19876 | Virginia Electric & Power Co | 3800 | Northern Neck | 819 Indian Field Road | Warsaw | VA | 22572 | Richmond | 37.95 | -76.711 | SERC | PJM | PJM Interconnection, LLC |  | 22 | RE | 1 | Electric Utility |  | N |  | N |  | N |  | N | X |  | Virginia Electric & Power Co | 19876 | VA | 115
19876 | Virginia Electric & Power Co | 3803 | Chesapeake | 2701 VEPCO St | Chesapeake | VA | 23323 | Chesapeake City | 36.7711 | -76.3019 | SERC | PJM | PJM Interconnection, LLC | S Branch Elizabeth River | 22 | RE | 1 | Electric Utility |  | N |  | N |  | N |  | Y | N | OP | Virginia Electric & Power Co | 19876 | VA | 115
19876 | Virginia Electric & Power Co | 3804 | Possum Point | 19000 Possum Point Road | Dumfries | VA | 22026 | Prince William | 38.5367 | -77.2806 | SERC | PJM | PJM Interconnection, LLC | Potomac River | 22 | RE | 1 | Electric Utility |  | N |  | N |  | N |  | Y | Y | OS | Virginia Electric & Power Co | 19876 | VA | 230 |  |  | Dominion Cove Point
19876 | Virginia Electric & Power Co | 3806 | Surry | 5570 Hog Island Road | Surry | VA | 23883 | Surry | 37.1661 | -76.6986 | SERC | PJM | PJM Interconnection, LLC | James River | 22 | RE | 1 | Electric Utility |  | N |  | N |  | N |  | N | X |  | Virginia Electric & Power Co | 19876 | VA | 500
19876 | Virginia Electric & Power Co | 3809 | Yorktown | 1600 Waterview Road | Yorktown | VA | 23690 | York | 37.2144 | -76.4611 | SERC | PJM | PJM Interconnection, LLC | York River | 22 | RE | 1 | Electric Utility |  | N |  | N |  | N |  | N | X |  | Virginia Electric & Power Co | 19876 | VA | 230 |  |  | DTI, TCO
1456 | Town of Bedford - (VA) | 3821 | Snowden | 7443 Elon Road | Big Island | VA | 24526 | BEDFORD | 37.5736 | -79.3715 | RFC | PJM | PJM Interconnection, LLC | James River | 22 | RE | 1 | Electric Utility |  | N |  | N |  | N |  |  | X |  | Town of Bedford - (VA) | 1456 | VA | 23
4619 | Town of Culpeper- (VA) | 3823 | West Spring Street | 410 West Spring St. | Culpeper | VA | 22701 | Culpeper | 38.27 | -78.035 | SERC | PJM | PJM Interconnection, LLC | Municipality | 22 | RE | 1 | Electric Utility |  | N |  | N |  | N |  |  | X |  | Town of Culpeper- (VA) | 4619 | VA | 12.47
4794 | City of Danville - (VA) | 3825 | Pinnacles | 6211 Kibler Valley Road | Ararat | VA | 24053 | PATRICK | 36.6669 | -80.4479 | RFC | PJM | PJM Interconnection, LLC | Dan River | 22 | RE | 1 | Electric Utility |  | N |  | N |  | N |  | N | X |  | City of Danville - (VA) | 4794 | VA | 69
11770 | City of Martinsville - (VA) | 3826 | Martinsville | 1820 Greensboro Rd | Martinsville | VA | 24112 | Henry | 36.6641 | -79.8836 | RFC | PJM | PJM Interconnection, LLC | Smith River | 22 | RE | 1 | Electric Utility |  | N |  | N |  | N |  | N | X |  | City of Martinsville - (VA) | 11770 | VA | 4.16
15619 | City of Radford - (VA) | 3827 | Radford | 701 17th Street | Radford | VA | 24141 | Pulaski | 37.0784 | -80.5727 | RFC | PJM | PJM Interconnection, LLC | Little River | 22 | RE | 1 | Electric Utility |  | N |  | N |  | N |  | N | X |  | City of Radford - (VA) | 15619 | VA | 4.16
18574 | USCE-Wilmington District | 3833 | John H Kerr | 5460 Buggs Island Road | Boydton | VA | 23917 | Mecklenburg | 36.5994 | -78.3005 | SERC | PJM | PJM Interconnection, LLC | Reservoir | 22 | RE | 1 | Electric Utility |  | N |  | N |  | N |  | N | X |  | Virginia Electric & Power Co | 19876 | VA | 115
18574 | USCE-Wilmington District | 3834 | Philpott Lake | 810 Spillway Road | Bassett | VA | 24055 | Henry | 36.7803 | -80.0281 | RFC | PJM | PJM Interconnection, LLC | Reservoir | 22 | RE | 1 | Electric Utility |  | N |  | N |  | N |  | N | X |  | Appalachian Power Co | 733 | VA | 138
19099 | TransAlta Centralia Gen LLC | 3845 | Transalta Centralia Generation | 913 Big Hanaford Rd. | Centralia | WA | 98531 | Lewis | 46.7559 | -122.8598 | WECC | BPAT | Bonneville Power Administration | Skookumchuck River | 22 | NR | 2 | IPP Non-CHP |  | N |  | N |  | Y | 05-31-000 | N | X |  | Bonneville Power Administration | 1738 | WA | 500 |  |  | Williams Gas
14354 | PacifiCorp | 3846 | Condit | Powerhouse Rd & Hwy 141 | White Salmon | WA | 98672 | Klickitat | 45.7544 | -121.5269 | WECC | PACW | PacifiCorp - West | White Salmon River | 22 | RE | 1 | Electric Utility |  | N |  | N |  | N |  |  | X |  | PacifiCorp | 14354 | OR | 69
14354 | PacifiCorp | 3847 | Merwin | 300 Merwin Village Road | Ariel | WA | 98603 | Cowlitz | 45.9567 | -122.5544 | WECC | PACW | PacifiCorp - West | Lewis River | 22 | RE | 1 | Electric Utility |  | N |  | N |  | N |  |  | X |  | PacifiCorp | 14354 | WA | 115
14354 | PacifiCorp | 3850 | Swift 1 | Rd 91013 at Swift Creek Res. | Cougar | WA | 98616 | Skamania | 46.0608 | -122.2017 | WECC | PACW | PacifiCorp - West | Lewis River | 22 | RE | 1 | Electric Utility |  | N |  | N |  | N |  |  | X |  | PacifiCorp | 14354 | WA | 230
14354 | PacifiCorp | 3852 | Yale | 200 Yale Village Road | Amboy | WA | 98601 | Cowlitz | 45.9628 | -122.3355 | WECC | PACW | PacifiCorp - West | Lewis River | 22 | RE | 1 | Electric Utility |  | N |  | N |  | N |  |  | X |  | PacifiCorp | 14354 | WA | 115
15500 | Puget Sound Energy Inc | 3853 | Crystal Mountain | 5-1/2 miles up Crystal Mt Blvd | Greenwater | WA | 98446 | Pierce | 46.9535 | -121.4752 | WECC | PSEI | Puget Sound Energy |  | 22 | RE | 1 | Electric Utility |  | N |  | N |  | N |  | N | X |  | Puget Sound Energy Inc | 15500 | WA | 12.5
59866 | Electron Hydro LLC | 3854 | Electron | 19318 Electron Road | Orting | WA | 98360 | Pierce | 46.991 | -122.1749 | WECC | PSEI | Puget Sound Energy | Puyallup River | 22 | NR | 2 | IPP Non-CHP |  | N |  | N |  | N |  | N | X |  | Puget Sound Energy Inc | 15500 | WA | 115
15500 | Puget Sound Energy Inc | 3855 | Lower Baker | 46110 E Main St | Concrete | WA | 98237 | Skagit | 48.5478 | -121.7407 | WECC | PSEI | Puget Sound Energy | Baker River | 22 | RE | 1 | Electric Utility |  | N |  | N |  | N |  | N | X |  | Puget Sound Energy Inc | 15500 | WA | 115
15500 | Puget Sound Energy Inc | 3860 | Snoqualmie | 37820 SE 69th St. | Snoqualmie | WA | 98065 | King | 47.5401 | -121.837 | WECC | PSEI | Puget Sound Energy | Snoqualmie River | 22 | RE | 1 | Electric Utility |  | N |  | N |  | N |  | N | X |  | Puget Sound Energy Inc | 15500 | WA | 115
15500 | Puget Sound Energy Inc | 3861 | Upper Baker | 46110 E Main St | Concrete | WA | 98237 | Whatcom | 48.649 | -121.6907 | WECC | PSEI | Puget Sound Energy | Baker River | 22 | RE | 1 | Electric Utility |  | N |  | N |  | N |  | N | X |  | Puget Sound Energy Inc | 15500 | WA | 115
15500 | Puget Sound Energy Inc | 3862 | White River (WA) | 2111 E Valley Hwy | Sumner | WA | 98390 | Pierce | 47.1917 | -122.1869 | WECC |  |  | White River | 22 | RE | 1 | Electric Utility |  | N |  | N |  | N |  |  | X
20169 | Avista Corp | 3866 | Little Falls (WA) | State Hwy 231 | Ford | WA | 99013 | Lincoln | 47.8217 | -117.9167 | WECC | AVA | Avista Corporation | Spokane River | 22 | RE | 1 | Electric Utility |  | N |  | N |  | N |  | N | X |  | Avista Corp | 20169 | WA | 115
20169 | Avista Corp | 3867 | Long Lake | 53200 Long Lake Road E. | Ford | WA | 99013 | Lincoln | 47.8344 | -117.8361 | WECC | AVA | Avista Corporation | Spokane River | 22 | RE | 1 | Electric Utility |  | N |  | N |  | N |  | N | X |  | Avista Corp | 20169 | WA | 115
9143 | Hydro Technology Systems Inc | 3868 | Meyers Falls | 1680 S. Juniper St. | Kettle Falls | WA | 99141 | Stevens | 48.5953 | -118.0603 | WECC | AVA | Avista Corporation | Colville River | 22 | NR | 2 | IPP Non-CHP |  | N |  | Y | 2544 | N |  | N | X |  | Avista Corp | 20169 | WA | 13.8
20169 | Avista Corp | 3869 | Nine Mile | W. 9602 Old Charles Road | Nine Mile | WA | 99026 | Spokane | 47.7697 | -117.5372 | WECC | AVA | Avista Corporation | Spokane River | 22 | RE | 1 | Electric Utility |  | N |  | N |  | N |  | N | X |  | Avista Corp | 20169 | WA | 115
3295 | City of Centralia - (WA) | 3878 | Yelm | 14024 Yelm Hwy. S. E. | Yelm | WA | 98597 | Thurston | 46.9749 | -122.6358 | WECC | BPAT | Bonneville Power Administration | Nisqually River | 22 | RE | 1 | Electric Utility |  | N |  | N |  | N |  | N | X |  | City of Centralia - (WA) | 3295 | WA | 69
3413 | PUD No 1 of Chelan County | 3883 | Rocky Reach | Rocky Reach Dam | Wenatchee | WA | 98801 | Chelan | 47.5336 | -120.2953 | WECC | CHPD | Public Utility District No. 1 of Chelan County | Columbia River | 22 | RE | 1 | Electric Utility |  | N |  | N |  | N |  | N | X |  | PUD No 1 of Chelan County | 3413 | WA | 230 | 115
5326 | PUD No 1 of Douglas County | 3886 | Wells | 28905 Highway 97 | Pateros | WA | 98846 | Douglas | 47.9469 | -119.8653 | WECC | DOPD | PUD No. 1 of Douglas County | Columbia River | 22 | RE | 1 | Electric Utility |  | N |  | N |  | N |  |  | X |  | PUD No 1 of Douglas County | 5326 | WA | 230
14624 | PUD No 2 of Grant County | 3887 | Priest Rapids | 29086 Highway 243 South | Mattawa | WA | 99349 | Grant | 46.6451 | -119.908 | WECC | BPAT | Bonneville Power Administration | Columbia River | 22 | RE | 1 | Electric Utility |  | N |  | N |  | N |  |  | X |  | Bonneville Power Administration | 1738 | WA | 230
14624 | PUD No 2 of Grant County | 3888 | Wanapum | 14353 Highway 243 | Beverly | WA | 99321 | Grant | 46.8731 | -119.9703 | WECC | GCPD | Public Utility District No. 2 of Grant County, Washington | Columbia River | 22 | RE | 1 | Electric Utility |  | N |  | N |  | N |  |  | X |  | PUD No 2 of Grant County | 14624 | WA | 230
14653 | PUD No 1 of Pend Oreille County | 3891 | Box Canyon | 7492 Hwy 31 | Ione | WA | 99139 | Pend Oreille | 48.7809 | -117.4183 | WECC | AVA | Avista Corporation | Pend Oreille River | 22 | RE | 1 | Electric Utility |  | N |  | N |  | N |  | N | X |  | PUD No 1 of Pend Oreille County | 14653 | WA | 115
19400 | USACE Northwestern Division | 3895 | The Dalles | P.O. BOX | The Dalles | OR | 97058 | Wasco | 45.614 | -121.1346 | WECC | BPAT | Bonneville Power Administration | Columbia River | 22 | RE | 1 | Electric Utility |  | N |  | N |  | N |  |  | X |  | Bonneville Power Administration | 1738 | OR | 230
18429 | City of Tacoma - (WA) | 3913 | Alder | 46502 Mountain Highway East | LaGrande | WA | 98348 | Pierce | 46.8016 | -122.3102 | WECC | TPWR | City of Tacoma, Department of Public Utilities, Light Division | Nisqually River | 22 | RE | 1 | Electric Utility |  | N |  | N |  | N |  | N | X |  | City of Tacoma - (WA) | 18429 | WA | 110
18429 | City of Tacoma - (WA) | 3914 | Cushman 1 | North 21451 Highway 101 | Shelton | WA | 98584 | Mason | 47.4181 | -123.2252 | WECC | TPWR | City of Tacoma, Department of Public Utilities, Light Division | North Fork Skokomish River | 22 | RE | 1 | Electric Utility |  | N |  | N |  | N |  | N | X |  | City of Tacoma - (WA) | 18429 | WA | 110
18429 | City of Tacoma - (WA) | 3915 | Cushman 2 | North 21451 Highway 101 | Shelton | WA | 98584 | Mason | 47.3698 | -123.1603 | WECC | TPWR | City of Tacoma, Department of Public Utilities, Light Division | North Fork Skokomish River | 22 | RE | 1 | Electric Utility |  | N |  | N |  | N |  | N | X |  | City of Tacoma - (WA) | 18429 | WA | 110
18429 | City of Tacoma - (WA) | 3916 | LaGrande | 46502 Moutain Highway East | LaGrande | WA | 98348 | Pierce | 46.8328 | -122.3196 | WECC | TPWR | City of Tacoma, Department of Public Utilities, Light Division | Nisqually River | 22 | RE | 1 | Electric Utility |  | N |  | N |  | N |  | N | X |  | City of Tacoma - (WA) | 18429 | WA | 110
18429 | City of Tacoma - (WA) | 3917 | Mayfield | 418 Gershick Road | Silver Creek | WA | 98585 | Lewis | 46.5035 | -122.5885 | WECC | TPWR | City of Tacoma, Department of Public Utilities, Light Division | Cowlitz River | 22 | RE | 1 | Electric Utility |  | N |  | N |  | N |  | N | X |  | City of Tacoma - (WA) | 18429 | WA | 240
18429 | City of Tacoma - (WA) | 3918 | Mossyrock | 418 Gershick Road | Silver Creek | WA | 98585 | Lewis | 46.5347 | -122.4247 | WECC | TPWR | City of Tacoma, Department of Public Utilities, Light Division | Cowlitz River | 22 | RE | 1 | Electric Utility |  | N |  | N |  | N |  | N | X |  | City of Tacoma - (WA) | 18429 | WA | 240
18429 | City of Tacoma - (WA) | 3920 | Steam plant | 1171 Taylor Way | Tacoma | WA | 98421 | Pierce | 47.2778 | -122.4 | WECC | TPWR | City of Tacoma, Department of Public Utilities, Light Division | Municipality | 22 | RE | 1 | Electric Utility |  | N |  | N |  | N |  | N | X |  | Tacoma City of | 18429 | WA
19400 | USACE Northwestern Division | 3921 | Chief Joseph | P.O. BOX 1120 | Bridgeport | WA | 98813 | Douglas | 47.9951 | -119.6404 | WECC | BPAT | Bonneville Power Administration | Columbia River | 22 | RE | 1 | Electric Utility |  | N |  | N |  | N |  |  | X |  | Bonneville Power Administration | 1738 | WA | 500
19400 | USACE Northwestern Division | 3925 | Ice Harbor | 2763 Monument Drive | Burbank | WA | 99323 | Walla Walla | 46.2498 | -118.8798 | WECC | BPAT | Bonneville Power Administration | Snake River | 22 | RE | 1 | Electric Utility |  | N |  | N |  | N |  |  | X |  | Bonneville Power Administration | 1738 | WA | 115
19400 | USACE Northwestern Division | 3926 | Little Goose | 1001 Little Goose Dam Road | Dayton | WA | 99328 | Columbia | 46.5838 | -118.0273 | WECC | BPAT | Bonneville Power Administration | Snake River | 22 | RE | 1 | Electric Utility |  | N |  | N |  | N |  |  | X |  | Bonneville Power Administration | 1738 | WA | 500
19400 | USACE Northwestern Division | 3927 | Lower Monumental | P.O. BOX 10 | Kahlotus | WA | 99335 | Walla Walla | 46.5635 | -118.5397 | WECC | BPAT | Bonneville Power Administration | Snake River | 22 | RE | 1 | Electric Utility |  | N |  | N |  | N |  |  | X |  | Bonneville Power Administration | 1738 | WA | 500
20160 | Energy Northwest | 3929 | Packwood | 179 Powerhouse Road | Packwood | WA | 98361 | Lewis | 46.5958 | -121.5694 | WECC | BPAT | Bonneville Power Administration | Packwood Lake | 22 | RE | 1 | Electric Utility |  | N |  | N |  | N |  | N | X |  | PUD No 1 of Lewis County | 10944 | WA | 115
733 | Appalachian Power Co | 3935 | John E Amos | U.S. Route 35 | St Albans | WV | 25213 | Putnam | 38.4731 | -81.8233 | RFC | PJM | PJM Interconnection, LLC | Kanawha River | 22 | RE | 1 | Electric Utility |  | N |  | N |  | N |  | Y | N | OP | Appalachian Power Co | 733 | WV | 765
733 | Appalachian Power Co | 3936 | Kanawha River | U.S. Route 60 | Glasgow | WV | 25086 | Kanawha | 38.2056 | -81.4211 | RFC | PJM | PJM Interconnection, LLC | Kanawha River | 22 | RE | 1 | Electric Utility |  | N |  | N |  | N |  | Y | N | OP | Appalachian Power Co | 733 | WV | 138
733 | Appalachian Power Co | 3938 | Philip Sporn | State Route 62 | Graham Station | WV | 25265 | Mason | 38.9669 | -81.9231 | RFC | PJM | PJM Interconnection, LLC | Ohio River | 22 | RE | 1 | Electric Utility |  | N |  | N |  | N |  | Y | N | OP | Appalachian Power Co | 733 | WV | 138
12796 | Monongahela Power Co | 3942 | FirstEnergy Albright | 530 Power Plant Road | Albright | WV | 26519 | Preston | 39.4886 | -79.6369 | RFC | PJM | PJM Interconnection, LLC | Cheat River | 22 | RE | 1 | Electric Utility |  | N |  | N |  | N |  | N | X |  | Monongahela Power Co | 12796 | PA | 138
12796 | Monongahela Power Co | 3943 | FirstEnergy Fort Martin Power Station | PO Box 247 | Maidsville | WV | 26541 | Monongalia | 39.7108 | -79.9275 | RFC | PJM | PJM Interconnection, LLC | Monongahela River | 22 | RE | 1 | Electric Utility |  | N |  | N |  | N |  | N | X |  | Monongahela Power Co | 12796 | WV | 500
23279 | Allegheny Energy Supply Co LLC | 3944 | FirstEnergy Harrison Power Station | PO Box 600 | Haywood | WV | 26366 | Harrison | 39.3842 | -80.3325 | RFC | PJM | PJM Interconnection, LLC | West Fork River | 22 | RE | 1 | Electric Utility |  | N |  | N |  | N |  | N | X |  | West Penn Power Company | 20387 | PA | 500 |  |  | HOPE GAS
12796 | Monongahela Power Co | 3945 | FirstEnergy Rivesville | P.O.Box 190 | Rivesville | WV | 26588 | MARION | 39.5314 | -80.1131 | RFC | PJM | PJM Interconnection, LLC | Monongahela River | 22 | RE | 1 | Electric Utility |  | N |  | N |  | N |  | N | X |  | Monongahela Power Co | 12796 | PA | 138
12796 | Monongahela Power Co | 3946 | FirstEnergy Willow Island | #2 Power Station Blvd | Willow Island | WV | 26134 | Pleasants | 39.3672 | -81.3 | RFC | PJM | PJM Interconnection, LLC | Ohio River | 22 | RE | 1 | Electric Utility |  | N |  | N |  | N |  | N | X |  | Monongahela Power Co | 12796 | PA | 138
58620 | AEP Generation Resources Inc | 3947 | Kammer | W.Va. State Route 2 | Captina | WV | 26041 | Marshall | 39.8461 | -80.8186 | RFC | PJM | PJM Interconnection, LLC | Ohio River | 22 | NR | 2 | IPP Non-CHP |  | N |  | N |  | N |  | Y | N | OP | Ohio Power Co | 14006 | OH | 138
22053 | Kentucky Power Co | 3948 | Mitchell (WV) | W.Va. State Route 2 | Captina | WV | 26041 | Marshall | 39.8297 | -80.8153 | RFC | PJM | PJM Interconnection, LLC | Ohio River | 22 | RE | 1 | Electric Utility |  | N |  | N |  | N |  | Y | N | OP | Ohio Power Co | 14006 | OH | 765
19876 | Virginia Electric & Power Co | 3954 | Mt Storm | HC 76, Box 430 | Mount Storm | WV | 26739 | Grant | 39.2008 | -79.2636 | RFC | PJM | PJM Interconnection, LLC | Mt Storm Lake | 22 | RE | 1 | Electric Utility |  | N |  | N |  | N |  | N | X |  | Virginia Electric & Power Co | 19876 | VA | 500
4247 | Consolidated Water Power Co | 3971 | Biron | 621 North Biron Drive | Biron | WI | 54494 | Wood | 44.4306 | -89.7808 | MRO | MISO | Midcontinent Independent Transmission System Operator, Inc.. | Wisconsin River | 22 | RE | 1 | Electric Utility |  | N |  | N |  | N |  |  | X |  | Consolidated Water Power Co | 4247 | WI | 46
4247 | Consolidated Water Power Co | 3972 | Du Bay | Dam Road | Eau Pleine | WI | 54455 | Portage | 44.6647 | -89.6511 | MRO | MISO | Midcontinent Independent Transmission System Operator, Inc.. | Wisconsin River | 22 | RE | 1 | Electric Utility |  | N |  | N |  | N |  |  | X |  | Consolidated Water Power Co | 4247 | WI | 46
4247 | Consolidated Water Power Co | 3973 | Stevens Point | 707 Arlington Place | Stevens Point | WI | 54481 | Portage | 44.5153 | -89.585 | MRO | MISO | Midcontinent Independent Transmission System Operator, Inc.. | Wisconsin River | 22 | RE | 1 | Electric Utility |  | N |  | N |  | N |  |  | X |  | Consolidated Water Power Co | 4247 | WI | 46
4247 | Consolidated Water Power Co | 3974 | Wisconsin Rapids | 310 3rd. Avenue | Wisconsin Rapids | WI | 54495 | Wood | 44.3939 | -89.825 | MRO | MISO | Midcontinent Independent Transmission System Operator, Inc.. | Wisconsin Rapids | 22 | RE | 1 | Electric Utility |  | N |  | N |  | N |  |  | X |  | Consolidated Water Power Co | 4247 | WI | 46
4247 | Consolidated Water Power Co | 3975 | Whiting | 2627 Whiting Road | Whiting | WI | 54481 | Portage | 44.4889 | -89.5756 | MRO | MISO | Midcontinent Independent Transmission System Operator, Inc.. | Wisconsin River | 22 | RE | 1 | Electric Utility |  | N |  | N |  | N |  |  | X |  | Consolidated Water Power Co | 4247 | WI | 46
4715 | Dahlberg Light & Power Co | 3976 | Gordon | 9891E County Road G | Gordon | WI | 54838 | Douglas | 46.2367 | -91.7855 | MRO | MISO | Midcontinent Independent Transmission System Operator, Inc.. | Cooling Towers | 22 | RE | 1 | Electric Utility |  | N |  | N |  | N |  |  | X |  | Dahlberg Light & Power Co | 4715 | WI | 69
13781 | Northern States Power Co - Minnesota | 3982 | Bay Front | 122 N. 14th Ave West | Ashland | WI | 54806 | Ashland | 46.5872 | -90.9017 | MRO | MISO | Midcontinent Independent Transmission System Operator, Inc.. | Lake Superior | 22 | RE | 1 | Electric Utility |  | N |  | N |  | N |  | N | X |  | Northern States Power Co | 13780 | WI | 88 |  |  | NSPW LDC
13781 | Northern States Power Co - Minnesota | 3983 | Big Falls | West 5506 Dam Road | Glen Fora | WI | 54563 | Rusk | 45.4917 | -91.0469 | MRO | MISO | Midcontinent Independent Transmission System Operator, Inc.. | Flambeau River | 22 | RE | 1 | Electric Utility |  | N |  | N |  | N |  | N | X |  | Northern States Power Co | 13780 | WI | 69
13781 | Northern States Power Co - Minnesota | 3984 | Northern States Flambeau | 550 Wisconsin Ave | Park Falls | WI | 54552 | PRICE | 45.9356 | -90.4468 | MRO | MISO | Midcontinent Independent Transmission System Operator, Inc.. |  | 22 | RE | 1 | Electric Utility |  | N |  | N |  | N |  | N | X |  | Northern States Power Co | 13780 | WI | 34.5 |  |  | NSPW LDC
13781 | Northern States Power Co - Minnesota | 3986 | Ladysmith Dam | E. Warden Ave. | Ladysmith | WI | 54848 | Rusk | 45.4644 | -91.0836 | MRO | MISO | Midcontinent Independent Transmission System Operator, Inc.. | Flambeau River | 22 | RE | 1 | Electric Utility |  | N |  | N |  | N |  | N | X |  | Northern States Power Co | 13780 | WI | 23.9
13781 | Northern States Power Co - Minnesota | 3988 | Thornapple | Dam Rd. | Bruce | WI | 54848 | Rusk | 45.4111 | -91.2183 | MRO | MISO | Midcontinent Independent Transmission System Operator, Inc.. | Flambeau River | 22 | RE | 1 | Electric Utility |  | N |  | N |  | N |  | N | X |  | Northern States Power Co | 13780 | WI | 23.9
13781 | Northern States Power Co - Minnesota | 3989 | White River (WI) | Highway 12 | Ashland | WI | 54806 | Ashland | 46.4983 | -90.9039 | MRO | MISO | Midcontinent Independent Transmission System Operator, Inc.. | White River | 22 | RE | 1 | Electric Utility |  | N |  | N |  | N |  | N | X |  | Northern States Power Co | 13780 | WI | 69
11479 | Madison Gas & Electric Co | 3991 | Fitchburg | 5961 McKee Road | Madison | WI | 53719 | Dane | 43.0147 | -89.4603 | MRO | MISO | Midcontinent Independent Transmission System Operator, Inc.. |  | 22 | RE | 1 | Electric Utility |  | N |  | N |  | N |  | N | X |  | Madison Gas & Electric Co | 11479 | WI | 13.8 |  |  | Madison Gas & Electric Co
11479 | Madison Gas & Electric Co | 3992 | Blount Street | 717 E. Main Street | Madison | WI | 53703 | Dane | 43.0789 | -89.3744 | MRO | MISO | Midcontinent Independent Transmission System Operator, Inc.. | Lake Monona | 22 | RE | 1 | Electric Utility |  | N |  | N |  | N |  | N | X |  | American Transmission Co | 659 |  | 69 |  |  | Madison Gas & Electric Co
11479 | Madison Gas & Electric Co | 3993 | Sycamore (WI) | 4102 Sycamore Avenue | Madison | WI | 53714 | Dane | 43.1133 | -89.3128 | MRO | MISO | Midcontinent Independent Transmission System Operator, Inc.. |  | 22 | RE | 1 | Electric Utility |  | N |  | N |  | N |  | N | X |  | Madison Gas & Electric Co | 11479 | WI | 13.8 |  |  | Madison Gas & Electric Co
58149 | Renewable World Energies LLC | 3995 | Arpin Dam | 3251 North Birchtrail Road | Radisson | WI | 54867 | Sawyer | 45.7517 | -91.2028 | MRO | MISO | Midcontinent Independent Transmission System Operator, Inc.. | Chippewa River | 22 | NR | 2 | IPP Non-CHP |  | N |  | Y | 06-257-000 | N |  |  | X |  | North Central Power Co Inc | 13697 | WI | 480
13697 | North Central Power Co Inc | 3996 | Grimh | 3502 North Grimh Dam Road | Radisson | WI | 54867 | Sawyer | 45.7517 | -91.2236 | MRO | MISO | Midcontinent Independent Transmission System Operator, Inc.. | Couderay River | 22 | RE | 1 | Electric Utility |  | N |  | N |  | N |  |  | X |  | North Central Power Co Inc | 13697 | WI | 23
13781 | Northern States Power Co - Minnesota | 3998 | Cedar Falls (WI) | North 7075 540th Street | Menomonie | WI | 54751 | Dunn | 44.9367 | -91.8883 | MRO | MISO | Midcontinent Independent Transmission System Operator, Inc.. | Red Cedar River | 22 | RE | 1 | Electric Utility |  | N |  | N |  | N |  | N | X |  | Northern States Power Co | 13780 | WI | 69
13781 | Northern States Power Co - Minnesota | 4000 | Chippewa Falls | 100 Court St. | Chippewa Falls | WI | 54729 | Chippewa | 44.9308 | -91.3889 | MRO | MISO | Midcontinent Independent Transmission System Operator, Inc.. | Chippewa River | 22 | RE | 1 | Electric Utility |  | N |  | N |  | N |  | N | X |  | Northern States Power Co | 13780 | WI | 69
13781 | Northern States Power Co - Minnesota | 4002 | Dells | 1120 Forest st. | Eau Claire | WI | 54701 | Eau Claire | 44.8281 | -91.5111 | MRO | MISO | Midcontinent Independent Transmission System Operator, Inc.. | Chippewa River | 22 | RE | 1 | Electric Utility |  | N |  | N |  | N |  | N | X |  | Northern States Power Co | 13780 | WI | 69
13781 | Northern States Power Co - Minnesota | 4005 | French Island | 200 S Bainbridge St | La Cross | WI | 54601 | La Crosse | 43.8292 | -91.2597 | MRO | MISO | Midcontinent Independent Transmission System Operator, Inc.. | Mississippi River | 22 | RE | 1 | Electric Utility |  | N |  | N |  | N |  | N | X |  | Northern States Power Co | 13780 | WI | 69 | 13.8 |  | NSPW LDC
13781 | Northern States Power Co - Minnesota | 4007 | Holcombe | P.O. Box 35 | Holcombe | WI | 54745 | Chippewa | 45.2236 | -91.1272 | MRO | MISO | Midcontinent Independent Transmission System Operator, Inc.. | Chippewa River | 22 | RE | 1 | Electric Utility |  | N |  | N |  | N |  | N | X |  | Northern States Power Co | 13780 | WI | 115
13781 | Northern States Power Co - Minnesota | 4008 | Jim Falls | 19760 Cty Hwy S. | Jim Falls | WI | 54748 | Chippewa | 45.051 | -91.274 | MRO | MISO | Midcontinent Independent Transmission System Operator, Inc.. | Chippewa River | 22 | RE | 1 | Electric Utility |  | N |  | N |  | N |  | N | X |  | Northern States Power Co | 13780 | WI | 115
13781 | Northern States Power Co - Minnesota | 4009 | Menomonie | 300 2nd St.NW | Menomonie | WI | 54751 | Dunn | 44.8842 | -91.9294 | MRO | MISO | Midcontinent Independent Transmission System Operator, Inc.. | Red Cedar River | 22 | RE | 1 | Electric Utility |  | N |  | N |  | N |  | N | X |  | Northern States Power Co | 13780 | WI | 69
13781 | Northern States Power Co - Minnesota | 4011 | St Croix Falls | 130 River St N | St Croix Falls | WI | 54024 | Polk | 45.4117 | -92.6469 | MRO | MISO | Midcontinent Independent Transmission System Operator, Inc.. | St. Croix River | 22 | RE | 1 | Electric Utility |  | N |  | N |  | N |  | N | X |  | Northern States Power Co | 13780 | WI | 161
13781 | Northern States Power Co - Minnesota | 4012 | Trego | W8656 Ricci Rd | Hayward | WI | 54888 | Washburn | 45.9479 | -91.8884 | MRO | MISO | Midcontinent Independent Transmission System Operator, Inc.. | Namekagon River | 22 | RE | 1 | Electric Utility |  | N |  | N |  | N |  | N | X |  | Northern States Power Co | 13780 | WI | 23.9
13781 | Northern States Power Co - Minnesota | 4014 | Wheaton | 3008 80th St | Eau Claire | WI | 54701 | Chippewa | 44.8854 | -91.5158 | MRO | MISO | Midcontinent Independent Transmission System Operator, Inc.. |  | 22 | RE | 1 | Electric Utility |  | N |  | N |  | N |  | N | X |  | Northern States Power Co | 13780 | WI | 161 |  |  | Viking Gas
13781 | Northern States Power Co - Minnesota | 4015 | Wissota | 6350 163rd St | Chippewa Falls | WI | 54729 | Chippewa | 44.9378 | -91.3406 | MRO | MISO | Midcontinent Independent Transmission System Operator, Inc.. | Chippewa River | 22 | RE | 1 | Electric Utility |  | N |  | N |  | N |  | N | X |  | Northern States Power Co | 13780 | WI | 69
58149 | Renewable World Energies LLC | 4018 | Clam River Dam | 10817 Clam River Dam Road | Danbury | WI | 54830 | Burnett | 45.9467 | -92.5383 | MRO | MISO | Midcontinent Independent Transmission System Operator, Inc.. | Clam River | 22 | NR | 2 | IPP Non-CHP |  | N |  | Y | 06-246-000 | N |  |  | X |  | Northwestern Wisconsin Elec Co | 13815 | WI | 34.5
58149 | Renewable World Energies LLC | 4019 | Danbury Dam | 2295 South 3rd Avenue | Danbury | WI | 54830 | Burnett | 46 | -92.3725 | MRO | MISO | Midcontinent Independent Transmission System Operator, Inc.. | Yellow River | 22 | NR | 2 | IPP Non-CHP |  | N |  | Y | 06-254-000 | N |  |  | X |  | Northwestern Wisconsin Elec Co | 13815 | WI | 34.5
13815 | Northwestern Wisconsin Elec Co | 4020 | Frederic Diesel | 106 Ash Street | Frederic | WI | 54837 | POLK | 45.6548 | -92.4651 | MRO | MISO | Midcontinent Independent Transmission System Operator, Inc.. | Municipality | 22 | RE | 1 | Electric Utility |  | N |  | N |  | N |  |  | X |  | Northwestern Wisconsin Elec Co | 13815 | WI | 69
13815 | Northwestern Wisconsin Elec Co | 4021 | Grantsburg Diesel | 318 East Madison Avenue | Grantsburg | WI | 54840 | Burnett | 45.7792 | -92.678 | MRO | MISO | Midcontinent Independent Transmission System Operator, Inc.. | Municipality | 22 | RE | 1 | Electric Utility |  | N |  | N |  | N |  |  | X |  | Northwestern Wisconsin Elec Co | 13815 | WI | 69
20847 | Wisconsin Electric Power Co | 4040 | Port Washington Generating Station | 146 South Wisconsin Street | Port Washington | WI | 53074 | Ozaukee | 43.3842 | -87.8689 | RFC | MISO | Midcontinent Independent Transmission System Operator, Inc.. | Lake Michigan | 22 | RE | 1 | Electric Utility |  | N |  | N |  | N |  | N | X |  | American Transmission Co | 659 | WI | 138 |  |  | ANR
20847 | Wisconsin Electric Power Co | 4041 | South Oak Creek | 11060 S. Chicago Road | Oak Creek | WI | 53154 | Milwaukee | 42.8457 | -87.8294 | RFC | MISO | Midcontinent Independent Transmission System Operator, Inc.. | Lake Michigan | 22 | RE | 1 | Electric Utility |  | N |  | N |  | N |  | N | X |  | American Transmission Co | 659 | WI | 230 |  |  | ANR
20847 | Wisconsin Electric Power Co | 4042 | Valley (WI) | 1035 West Canal Street | Milwaukee | WI | 53233 | Milwaukee | 43.0303 | -87.9233 | RFC | MISO | Midcontinent Independent Transmission System Operator, Inc.. | Menominee River | 22 | RE | 1 | Electric Utility |  | N |  | N |  | N |  | N | X |  | American Transmission Co | 659 | WI | 138 |  |  | ANR
20847 | Wisconsin Electric Power Co | 4043 | Appleton | 201 West Edison Street | Appleton | WI | 54915 | Outagamie | 44.2539 | -88.4096 | RFC | MISO | Midcontinent Independent Transmission System Operator, Inc.. | Fox River | 22 | RE | 1 | Electric Utility |  | N |  | N |  | N |  | N | X |  | Wisconsin Electric Power Co | 20847 | WI | 34.5
42662 | N E W Hydro LLC | 4044 | Oconto Falls Upper | 344 North Maple Street | Oconto Falls | WI | 54154 | Oconto | 44.8764 | -88.1475 | MRO | MISO | Midcontinent Independent Transmission System Operator, Inc.. | Oconto River | 22 | NR | 2 | IPP Non-CHP |  | N |  | Y | 06-266-000 | N |  |  | X |  | Wisconsin Electric Power Co | 20847 | WI | 34.5
20847 | Wisconsin Electric Power Co | 4045 | Pine | 2847 Power Dam Road | Florence | WI | 54121 | Florence | 45.8275 | -88.2483 | RFC | MISO | Midcontinent Independent Transmission System Operator, Inc.. | Pine River | 22 | RE | 1 | Electric Utility |  | N |  | N |  | N |  | N | X |  | American Transmission Co | 659 | WI | 69
55906 | NextEra Energy Point Beach LLC | 4046 | Point Beach Nuclear Plant | 6610 Nuclear Road | Two Rivers | WI | 54241 | Manitowoc | 44.2806 | -87.5369 | RFC | MISO | Midcontinent Independent Transmission System Operator, Inc.. | Lake Michigan | 22 | NR | 2 | IPP Non-CHP |  | N |  | N |  | N |  | N | X |  | American Transmission Co | 659 | WI | 345
20856 | Wisconsin Power & Light Co | 4048 | Blackhawk | 852 Pleasant St | Beloit | WI | 53511 | Rock | 42.5065 | -89.0322 | MRO | MISO | Midcontinent Independent Transmission System Operator, Inc.. | Rock River | 22 | RE | 1 | Electric Utility |  | N |  | N |  | N |  |  | X |  | American Transmission Co | 659 | WI | 69
20856 | Wisconsin Power & Light Co | 4050 | Edgewater | 3739 Lakeshore Dr | Sheboygan | WI | 53081 | Sheboygan | 43.7151 | -87.7059 | MRO | MISO | Midcontinent Independent Transmission System Operator, Inc.. | Lake Michigan | 22 | RE | 1 | Electric Utility |  | N |  | N |  | N |  | Y | N | OP | American Transmission Co | 659 | WI | 138 | 345
20856 | Wisconsin Power & Light Co | 4053 | Kilbourn | 1 Finnegan Ave | Wisconsin Dells | WI | 53965 | Columbia | 43.6258 | -89.7808 | MRO | MISO | Midcontinent Independent Transmission System Operator, Inc.. | Wisconsin River | 22 | RE | 1 | Electric Utility |  | N |  | N |  | N |  | N | X |  | American Transmission Co | 659 | WI | 69
20856 | Wisconsin Power & Light Co | 4054 | Nelson Dewey Generating Station | 11999 County Highway VV | Cassville | WI | 53806 | Grant | 42.7225 | -91.0085 | MRO | MISO | Midcontinent Independent Transmission System Operator, Inc.. | Mississippi River | 22 | RE | 1 | Electric Utility |  | N |  | N |  | N |  | Y | N | OS | American Transmission Co | 659 | WI | 138
20856 | Wisconsin Power & Light Co | 4056 | Prairie Du Sac | S9270A Dam Rd | Prairie du Sac | WI | 53578 | Sauk | 43.3099 | -89.7278 | MRO | MISO | Midcontinent Independent Transmission System Operator, Inc.. | Wisconsin River | 22 | RE | 1 | Electric Utility |  | N |  | N |  | N |  | N | X |  | American Transmission Co | 659 | WI | 69
20856 | Wisconsin Power & Light Co | 4057 | Rock River | 1401 W. B-R Townline Rd | Beloit | WI | 53511 | Rock | 42.582 | -89.0276 | MRO | MISO | Midcontinent Independent Transmission System Operator, Inc.. | Rock River | 22 | RE | 1 | Electric Utility |  | N |  | N |  | N |  | Y | N | OS | American Transmission Co | 659 | WI | 138 |  |  | ANR and Northern Natural Gas
20856 | Wisconsin Power & Light Co | 4059 | Sheepskin | 5538 W Highway 59 | Edgerton | WI | 53511 | Rock | 42.8347 | -89.1108 | MRO | MISO | Midcontinent Independent Transmission System Operator, Inc.. |  | 22 | RE | 1 | Electric Utility |  | N |  | N |  | N |  | N | X |  | American Transmission Co | 659 | WI | 69 |  |  | ANR
20860 | Wisconsin Public Service Corp | 4060 | Alexander | N1936 Sunset Dr | Merrill | WI | 54452 | Lincoln | 45.1875 | -89.7553 | MRO | MISO | Midcontinent Independent Transmission System Operator, Inc.. | Wisconsin River | 22 | RE | 1 | Electric Utility |  | N |  | N |  | N |  | N | X |  | Wisconsin Public Service Corp | 20860 | WI | 46
20860 | Wisconsin Public Service Corp | 4061 | Caldron Falls | W12528 Boat Landing 8 Rd | Town of Stephenson | WI | 54114 | Marinette | 45.3569 | -88.2306 | MRO | MISO | Midcontinent Independent Transmission System Operator, Inc.. | Peshtigo River | 22 | RE | 1 | Electric Utility |  | N |  | N |  | N |  | N | X |  | American Transmission Co | 659 | WI | 69
20860 | Wisconsin Public Service Corp | 4062 | Eagle River | 1216 Sunstein Rd | Eagle River | WI | 54521 | Vilas | 45.9106 | -89.2592 | MRO | MISO | Midcontinent Independent Transmission System Operator, Inc.. |  | 22 | RE | 1 | Electric Utility |  | N |  | N |  | N |  |  | X |  | Wisconsin Public Service Corp | 20860 | WI | 24.9
20860 | Wisconsin Public Service Corp | 4063 | Grandfather Falls | N5059 Hwy 107 | Irma | WI | 54442 | Lincoln | 45.3019 | -89.7917 | MRO | MISO | Midcontinent Independent Transmission System Operator, Inc.. | Wisconsin River | 22 | RE | 1 | Electric Utility |  | N |  | N |  | N |  |  | X |  | American Transmission Co | 659 | WI | 115
20860 | Wisconsin Public Service Corp | 4064 | Hat Rapids | 6268 Hat Rapids Rd | Rhinelander | WI | 54501 | Oneida | 45.5711 | -89.4806 | MRO | MISO | Midcontinent Independent Transmission System Operator, Inc.. | Wisconsin River | 22 | RE | 1 | Electric Utility |  | N |  | N |  | N |  |  | X |  | Wisconsin Public Service Corp | 20860 | WI | 24.9
20860 | Wisconsin Public Service Corp | 4065 | High Falls (WI) | N8636 High Falls Rd | Town of Stephenson | WI | 54114 | Marinette | 45.2794 | -88.1997 | MRO | MISO | Midcontinent Independent Transmission System Operator, Inc.. | Peshtigo River | 22 | RE | 1 | Electric Utility |  | N |  | N |  | N |  |  | X |  | American Transmission Co | 659 | WI | 69
20860 | Wisconsin Public Service Corp | 4067 | Johnson Falls | N8940 Johnson Falls Rd | Town of Stephenson | WI | 54114 | Marinette | 45.2875 | -88.1603 | MRO | MISO | Midcontinent Independent Transmission System Operator, Inc.. | Peshtigo River | 22 | RE | 1 | Electric Utility |  | N |  | N |  | N |  |  | X |  | Wisconsin Public Service Corp | 20860 | WI | 24.9
20860 | Wisconsin Public Service Corp | 4068 | Merrill | 306 S Park St | Merrill | WI | 54452 | Lincoln | 45.1786 | -89.685 | MRO | MISO | Midcontinent Independent Transmission System Operator, Inc.. | Wisconsin River | 22 | RE | 1 | Electric Utility |  | N |  | N |  | N |  |  | X |  | Wisconsin Public Service Corp | 20860 | WI | 46
20860 | Wisconsin Public Service Corp | 4071 | Potato Rapids | N4295 Potato Rapids Rd | Town of Porterfield | WI | 54157 | Marinette | 45.1136 | -87.7586 | MRO | MISO | Midcontinent Independent Transmission System Operator, Inc.. | Peshtigo River | 22 | RE | 1 | Electric Utility |  | N |  | N |  | N |  |  | X |  | Wisconsin Public Service Corp | 20860 | WI | 24.9
20860 | Wisconsin Public Service Corp | 4072 | Pulliam | 1530 N Bylsby Av | Green Bay | WI | 54303 | Brown | 44.54 | -88.0086 | MRO | MISO | Midcontinent Independent Transmission System Operator, Inc.. | Green Bay | 22 | RE | 1 | Electric Utility |  | N |  | N |  | N |  | Y | Y | OP | American Transmission Co | 659 | WI | 138 | 69 |  | Wisconsin Public Service Corporation
20860 | Wisconsin Public Service Corp | 4074 | Sandstone Rapids | W9304 Sandstone Ln | Town of Stephenson | WI | 54114 | Marinette | 45.2333 | -88.0678 | MRO | MISO | Midcontinent Independent Transmission System Operator, Inc.. | Peshtigo River | 22 | RE | 1 | Electric Utility |  | N |  | N |  | N |  |  | X |  | American Transmission Co | 659 | WI | 69
20860 | Wisconsin Public Service Corp | 4075 | Tomahawk | W6080 Pride Pond Rd | Tomahawk | WI | 54487 | Lincoln | 45.4411 | -89.7306 | MRO | MISO | Midcontinent Independent Transmission System Operator, Inc.. | Wisconsin River | 22 | RE | 1 | Electric Utility |  | N |  | N |  | N |  |  | X |  | Wisconsin Public Service Corp | 20860 | WI | 24.9
20860 | Wisconsin Public Service Corp | 4076 | West Marinette | W1830 W Cleveland Av | Peshtigo | WI | 54143 | Marinette | 45.0869 | -87.6881 | MRO | MISO | Midcontinent Independent Transmission System Operator, Inc.. |  | 22 | RE | 1 | Electric Utility |  | N |  | N |  | N |  | N | X |  | American Transmission Co | 659 | WI | 138 |  |  | Wisconsin Public Service Corp
20860 | Wisconsin Public Service Corp | 4077 | Wausau | 531 S First Av | Wausau | WI | 54401 | Marathon | 44.9575 | -89.6367 | MRO | MISO | Midcontinent Independent Transmission System Operator, Inc.. | Wisconsin River | 22 | RE | 1 | Electric Utility |  | N |  | N |  | N |  | N | X |  | Wisconsin Public Service Corp | 20860 | WI | 46 |  |  | Wisconsin Public Serivce Corporation
20860 | Wisconsin Public Service Corp | 4078 | Weston | 2501 Morrison Av | Rothschild | WI | 54474 | Marathon | 44.8606 | -89.6553 | MRO | MISO | Midcontinent Independent Transmission System Operator, Inc.. | Wisconsin River | 22 | RE | 1 | Electric Utility |  | N |  | N |  | N |  | Y | Y | OP | American Transmission Co | 659 | WI | 345 | 115 |  | Wisconsin Public Service Corporation
20863 | Wisconsin River Power Company | 4079 | Castle Rock | 1976 Edgewood Avenue | Adams | WI | 53910 | Adams | 43.8656 | -89.9514 | MRO | MISO | Midcontinent Independent Transmission System Operator, Inc.. | Wisconsin River | 22 | RE | 1 | Electric Utility |  | N |  | N |  | N |  |  | X |  | American Transmission Co | 659 | WI | 69
20863 | Wisconsin River Power Company | 4080 | Petenwell | N11397 18th Av | Necedah | WI | 54646 | Juneau | 44.0572 | -90.0217 | MRO | MISO | Midcontinent Independent Transmission System Operator, Inc.. | Wisconsin River | 22 | RE | 1 | Electric Utility |  | N |  | N |  | N |  |  | X |  | American Transmission Co | 659 | WI | 138
765 | City of Arcadia - (WI) | 4100 | Arcadia Electric | 115 South Jackson | Arcadia | WI | 54612 | Trempealeau | 44.2524 | -91.5034 | MRO | MISO | Midcontinent Independent Transmission System Operator, Inc.. | Municipality | 22 | RE | 1 | Electric Utility |  | N |  | N |  | N |  | N | X |  | Dairyland Power Coop | 4716 |  | 69 |  |  | Midwest Natural Gas, Inc
1278 | City of Barron - (WI) | 4102 | Barron | 1303 E Division Ave | Barron | WI | 54812 | Barron | 45.4019 | -91.8404 | MRO | MISO | Midcontinent Independent Transmission System Operator, Inc.. | Yellow River | 22 | RE | 1 | Electric Utility |  | N |  | N |  | N |  | N | X |  | Northern States Power Co | 13780 | WI | 69
3156 | Village of Cashton - (WI) | 4107 | Cashton | 811 Main Street | Cashton | WI | 54619 | Monroe | 43.7561 | -90.7806 | MRO | MISO | Midcontinent Independent Transmission System Operator, Inc.. | Wells | 22 | RE | 1 | Electric Utility |  | N |  | N |  | N |  | N | X |  | Dairyland Power Coop | 4716 |  | 69 | 7.2 | 2.4 | WE ENERGIES
4627 | City of Cumberland - (WI) | 4112 | Cumberland (WI) | 1265 2nd Avenue | Cumberland | WI | 54829 | Barron | 45.5336 | -92.0224 | MRO | MISO | Midcontinent Independent Transmission System Operator, Inc.. | Wells | 22 | RE | 1 | Electric Utility |  | N |  | N |  | N |  | N | X |  | Dairyland Power Coop | 4716 |  | 69 |  |  | We Energy company
5834 | City of Elroy - (WI) | 4113 | Elroy | 507 Franklin Street | Elroy | WI | 53929 | Juneau | 43.7395 | -90.2675 | MRO | MISO | Midcontinent Independent Transmission System Operator, Inc.. | Municipality | 22 | RE | 1 | Electric Utility |  | N |  | N |  | N |  | N | X |  | Dairyland Power Coop | 4716 |  | 69 |  |  | MG&E
6274 | City of Fennimore - (WI) | 4114 | Fennimore | 830 Lincoln Ave | Fennimore | WI | 53809 | Grant | 42.9828 | -90.6558 | MRO | MISO | Midcontinent Independent Transmission System Operator, Inc.. |  | 22 | RE | 1 | Electric Utility |  | N |  | N |  | N |  | N | X |  | City of Fennimore - (WI) | 6274 | WI | 69
10056 | City of Kaukauna | 4118 | Kaukauna Gas Turbine | 305 Elm Street | Kaukauna | WI | 54130 | Outagamie | 44.2762 | -88.2654 | MRO | MISO | Midcontinent Independent Transmission System Operator, Inc.. |  | 22 | RE | 1 | Electric Utility |  | N |  | N |  | N |  | N | X |  | City of Kaukauna | 10056 | WI | 12.4 |  |  | WISCONSIN ELECTRIC
10056 | City of Kaukauna | 4119 | Little Chute | (Behind) 100 Prospect St. | Combined Locks | WI | 54113 | Outagamie | 44.2799 | -88.2556 | MRO | MISO | Midcontinent Independent Transmission System Operator, Inc.. | Fox River | 22 | RE | 1 | Electric Utility |  | N |  | N |  | N |  | N | X |  | City of Kaukauna | 10056 | WI | 12.4
10056 | City of Kaukauna | 4120 | New Badger | 107 Maple St | Kaukauna | WI | 54130 | Outagamie | 44.2772 | -88.2678 | MRO | MISO | Midcontinent Independent Transmission System Operator, Inc.. | Fox River | 22 | RE | 1 | Electric Utility |  | N |  | N |  | N |  |  | X |  | City of Kaukauna | 10056 | WI | 12.4
10056 | City of Kaukauna | 4121 | Old Badger | 777 Island St | Kaukauna | WI | 54130 | Outagamie | 44.2772 | -88.2678 | MRO | MISO | Midcontinent Independent Transmission System Operator, Inc.. | Fox River | 22 | RE | 1 | Electric Utility |  | N |  | N |  | N |  |  | X |  | City of Kaukauna | 10056 | WI | 12.4
10056 | City of Kaukauna | 4122 | Rapide Croche | W214 Cty ZZ | Kaukana | WI | 54130 | Outagamie | 44.3164 | -88.3147 | MRO | MISO | Midcontinent Independent Transmission System Operator, Inc.. | Fox River | 22 | RE | 1 | Electric Utility |  | N |  | N |  | N |  |  | X |  | City of Kaukauna | 10056 | WI | 12.4
10525 | La Farge Municipal Electric Co | 4124 | La Farge | 227 S Silver St. | La Farge | WI | 54639 | Vernon | 43.5722 | -90.6391 | MRO | MISO | Midcontinent Independent Transmission System Operator, Inc.. | Radiator Cooled | 22 | RE | 1 | Electric Utility |  | N |  | N |  | N |  | N | X |  | La Farge Municipal Electric Co | 10525 | WI | 4.16
11571 | Manitowoc Public Utilities | 4125 | Manitowoc | 701 Columbus Street | Manitowoc | WI | 54221 | Manitowoc | 44.082 | -87.6558 | MRO | MISO | Midcontinent Independent Transmission System Operator, Inc.. | Lake Michigan | 22 | RE | 1 | Electric Utility |  | N |  | N |  | N |  | N | X |  | American Transmission Co | 659 | WI | 69 |  |  | Wisconsin Public Service
13466 | City of New Lisbon | 4130 | New Lisbon | 218 East Bridge Street | New Lisbon | WI | 53950 | Juneau | 43.8797 | -90.1645 | MRO | MISO | Midcontinent Independent Transmission System Operator, Inc.. | Municipality | 22 | RE | 1 | Electric Utility |  | N |  | N |  | N |  |  | X |  | City of New Lisbon | 13466 | WI | 416
19867 | Village of Viola - (WI) | 4139 | Viola | P.O. Box 38, 106 W Wisconsin | Viola | WI | 54664 | Richland | 43.507 | -90.669 | MRO | MISO | Midcontinent Independent Transmission System Operator, Inc.. | Municipality | 22 | RE | 1 | Electric Utility |  | N |  | N |  | N |  | N | X |  | Dairyland Power Coop | 4716 |  | 69
4716 | Dairyland Power Coop | 4140 | Alma | 1420 S. Main | Alma | WI | 54610 | Buffalo | 44.3083 | -91.9111 | MRO | MISO | Midcontinent Independent Transmission System Operator, Inc.. | Mississippi River | 22 | RE | 1 | Electric Utility |  | N |  | N |  | N |  | N | X |  | Dairyland Power Coop | 4716 | WI | 161
4716 | Dairyland Power Coop | 4142 | Flambeau Hydroelectric Station | N 5640 Dairyland Dam Road | Ladysmith | WI | 54848 | RUSK | 45.4918 | -91.0472 | MRO | MISO | Midcontinent Independent Transmission System Operator, Inc.. | Flambeau River | 22 | RE | 1 | Electric Utility |  | N |  | N |  | N |  | N | X |  | Dairyland Power Coop | 4716 |  | 69
4716 | Dairyland Power Coop | 4143 | Genoa | S 4651 State Road 35 | Genoa | WI | 54632 | Vernon | 43.5589 | -91.2325 | MRO | MISO | Midcontinent Independent Transmission System Operator, Inc.. | Mississippi River | 22 | RE | 1 | Electric Utility |  | N |  | N |  | N |  | Y | N | OS | Dairyland Power Coop | 4716 |  | 161
56293 | DTE Stoneman LLC | 4146 | E J Stoneman Station | 716 Jack Oak Road | Cassville | WI | 53806 | Grant | 42.7083 | -90.9847 | MRO | MISO | Midcontinent Independent Transmission System Operator, Inc.. | Mississippi River | 22 | NR | 2 | IPP Non-CHP |  | N |  | N |  | Y | 96-71-000 | N | X |  | Dairyland Power Coop | 4716 |  | 69
13964 | Oconto Electric Cooperative | 4147 | Stiles | 7479 REA Rd. | Oconto Falls | WI | 54154 | Oconto | 44.8747 | -88.1586 | MRO | MISO | Midcontinent Independent Transmission System Operator, Inc.. | Oconto River | 22 | RE | 1 | Electric Utility |  | N |  | N |  | N |  |  | X |  | Oconto Electric Cooperative | 13964 | WI | 12.47
20153 | Washington Island El Coop, Inc | 4148 | Washington Island | 1157 Main Road | Washington Island | WI | 54246 | Door | 45.3709 | -86.9308 | RFC | MISO | Midcontinent Independent Transmission System Operator, Inc.. |  | 22 | RE | 1 | Electric Utility |  | N |  | N |  | N |  | N | X |  | Wisconsin Public Service Corp | 20860 | WI | 24.9
19545 | Black Hills Power, Inc. d/b/a | 4150 | Neil Simpson | 13151 Highway Street | Gillette | WY | 82718 | Campbell | 44.2872 | -105.3878 | WECC | WACM | Western Area Power Administration - Rocky Mountain Region | Wells | 22 | RE | 1 | Electric Utility |  | N |  | N |  | N |  | N | X |  | Black Hills Power Inc | 19545 | SD | 69
19545 | Black Hills Power, Inc. d/b/a | 4151 | Osage (WY) | 3343 Highway 14 | Osage | WY | 82723 | Weston | 43.9703 | -104.4106 | WECC | WACM | Western Area Power Administration - Rocky Mountain Region | Wells | 22 | RE | 1 | Electric Utility |  | N |  | N |  | N |  | N | X |  | Black Hills Power Inc | 19545 | SD | 69
14354 | PacifiCorp | 4158 | Dave Johnston | 1951 Tank Farm Road | Glen Rock | WY | 82637 | Converse | 42.8378 | -105.7769 | WECC | PACE | PacifiCorp - East | North Platte River | 22 | RE | 1 | Electric Utility |  | N |  | N |  | N |  | Y | Y | OP | PacifiCorp | 14354 | WY | 230
14354 | PacifiCorp | 4162 | Naughton | Hwy 189, 7 miles SW Kemmerer | Kemmerer | WY | 83101 | Lincoln | 41.7581 | -110.5983 | WECC | PACE | PacifiCorp - East | Hams Fork River | 22 | RE | 1 | Electric Utility |  | N |  | N |  | N |  | Y | N | OP | PacifiCorp | 14354 | WY | 230 |  |  | Questar Pipeline Company
2518 | U S Bureau of Reclamation | 4176 | Fremont Canyon | n/a | Alcova | WY | 82620 | Natrona | 42.4766 | -106.7959 | WECC | WAUW | Western Area Power Administration UGP West | North Platte River | 22 | RE | 1 | Electric Utility |  | N |  | N |  | N |  |  | X |  | WAPA-- Western Area Power Administration | 27000 | WY | 115
2518 | U S Bureau of Reclamation | 4177 | Glendo | n/a | Glendo | WY | 82213 | Platte | 42.4673 | -104.9555 | WECC | WAUW | Western Area Power Administration UGP West | North Platte River | 22 | RE | 1 | Electric Utility |  | N |  | N |  | N |  |  | X |  | WAPA-- Western Area Power Administration | 27000 | WY | 115
2518 | U S Bureau of Reclamation | 4178 | Guernsey | n/a | Guernsey | WY | 82214 | Platte | 42.2899 | -104.7606 | WECC | WAUW | Western Area Power Administration UGP West | North Platte River | 22 | RE | 1 | Electric Utility |  | N |  | N |  | N |  |  | X |  | WAPA-- Western Area Power Administration | 27000 | WY | 34.5
2518 | U S Bureau of Reclamation | 4180 | Kortes | n/a | Sinclair | WY | 82334 | Carbon | 42.1743 | -106.8805 | WECC | WAUW | Western Area Power Administration UGP West | North Platte River | 22 | RE | 1 | Electric Utility |  | N |  | N |  | N |  |  | X |  | WAPA-- Western Area Power Administration | 27000 | WY | 115
2518 | U S Bureau of Reclamation | 4182 | Seminoe | n/a | Sinclair | WY | 82334 | Carbon | 42.1561 | -106.9085 | WECC | WAUW | Western Area Power Administration UGP West | North Platte Medicine Bow Rive | 22 | RE | 1 | Electric Utility |  | N |  | N |  | N |  |  | X |  | WAPA-- Western Area Power Administration | 27000 | WY | 115
2518 | U S Bureau of Reclamation | 4183 | Shoshone (WY) | n/a | Cody | WY | 82414 | Park | 44.5029 | -109.1812 | WECC | WAUW | Western Area Power Administration UGP West | Shoshone River | 22 | RE | 1 | Electric Utility |  | N |  | N |  | N |  |  | X |  | WAPA-- Western Area Power Administration | 27000 | WY | 69
2518 | U S Bureau of Reclamation | 4185 | Fontenelle | n/a | Le Barge | WY | 83101 | Lincoln | 42.027 | -110.064 | WECC | WAUW | Western Area Power Administration UGP West | Fontenelle Reservoir-Green Riv | 22 | RE | 1 | Electric Utility |  | N |  | N |  | N |  |  | X |  | WAPA-- Western Area Power Administration | 27000 | WY | 69
7634 | City of Greenville - (TX) | 4195 | Powerlane Plant | 4201 Powerlane | Greenville | TX | 75401 | HUNT | 33.1707 | -96.1264 | TRE | ERCO | Electric Reliability Council of Texas, Inc. | No 4 Resevoir | 22 | RE | 1 | Electric Utility |  | N |  | N |  | N |  | N | X |  | City of Greenville - (TX) | 7634 | TX | 69 |  |  | Atmos
10056 | City of Kaukauna | 4201 | Combined Locks | (Behind) 540 Prospect Ave | Combined Locks | WI | 54113 | Outagamie | 44.2735 | -88.3005 | MRO | MISO | Midcontinent Independent Transmission System Operator, Inc.. | Fox River | 22 | RE | 1 | Electric Utility |  | N |  | N |  | N |  |  | X |  | City of Kaukauna | 10056 | WI | 12.4
6169 | Fall River Rural Elec Coop Inc | 4204 | Island Park | 3800 E. & 3700 N. Island Park | Island Park | ID | 83429 | Fremont | 44.4183 | -111.396 | WECC | BPAT | Bonneville Power Administration | Island Park | 22 | RE | 1 | Electric Utility |  | N |  | N |  | N |  |  | X |  | Fall River Rural Elec Coop Inc | 6169 | ID | 12.47
15248 | Portland General Electric Co | 4213 | PHP 1 | 10.5m NE of Sandy | Sandy | OR | 97055 | Multnomah | 45.4817 | -122.0832 | WECC | PGE | Portland General Electric Company | Bull Run River | 22 | RE | 1 | Electric Utility |  | N |  | N |  | N |  | N | X |  | Portland General Electric Co | 15248 | OR | 57
15248 | Portland General Electric Co | 4214 | PHP 2 | 6.5m NE of Sandy | Sandy | OR | 97055 | Clackamas | 45.449 | -122.1513 | WECC | PGE | Portland General Electric Company | Bull Run River | 22 | RE | 1 | Electric Utility |  | N |  | N |  | N |  | N | X |  | Portland General Electric Co | 15248 | OR | 57
11135 | City of Logan - (UT) | 4251 | Logan City | 351 W. 300 S. | Logan | UT | 84321 | Cache | 41.7258 | -111.8433 | WECC | PACE | PacifiCorp - East | Municipality | 22 | RE | 1 | Electric Utility |  | N |  | N |  | N |  | N | X |  | City of Logan - (UT) | 11135 | UT | 12 |  |  | Questar Gas
19281 | Turlock Irrigation District | 4256 | Walnut | 600 S. Washington Rd | Turlock | CA | 95380 | Stanislaus | 37.4903 | -120.9044 | WECC | TIDC | Turlock Irrigation District |  | 22 | RE | 1 | Electric Utility |  | N |  | N |  | N |  | N | X |  | Turlock Irrigation District | 19281 | CA | 69 |  |  | PG&E local distribution
5625 | Easton Utilities Comm | 4257 | Easton 2 | 8940 Glebe Park Drive | Easton | MD | 21601 | Talbot | 38.795 | -76.07 | RFC | PJM | PJM Interconnection, LLC | Municipality | 22 | RE | 1 | Electric Utility |  | N |  | N |  | N |  | N | X |  | Easton Utilities Comm | 5625 | MD | 69 |  |  | Eastern Shore Natural Gas
7977 | City of Hamilton - (OH) | 4258 | Greenup Hydro | 3263 Kenyon Road | Franklin Furnace | OH | 45629 | Scioto | 38.6472 | -82.8594 | RFC | PJM | PJM Interconnection, LLC | Ohio River | 22 | RE | 1 | Electric Utility |  | N |  | N |  | N |  | N | X |  | City of Hamilton - (OH) | 7977 | OH | 138
12807 | Michigan South Central Pwr Agy | 4259 | Endicott Station | 720 Herring Road | Litchfield | MI | 49252 | HILLSDALE | 42.0317 | -84.755 | RFC | MISO | Midcontinent Independent Transmission System Operator, Inc.. | Wells | 22 | RE | 1 | Electric Utility |  | N |  | N |  | N |  | N | X |  | Michigan South Central Pwr Agy | 12807 |  | 138 |  |  | Michigan Gas Utilities
2010 | City of Bountiful | 4263 | Echo Dam | 3705 North Echo Dam Road | Echo | UT | 84024 | Summit | 40.9648 | -111.4339 | WECC | PACE | PacifiCorp - East | Echo Reservoir | 22 | RE | 1 | Electric Utility |  | N |  | N |  | N |  | N | X |  | City of Bountiful | 2010 | UT | 46
2010 | City of Bountiful | 4264 | Joes Valley Dam | na | Sanpete | UT | 84010 | Emery | 39.2875 | -111.2664 | WECC |  |  | Joes Valley Reservoir | 22 | RE | 1 | Electric Utility |  | N |  | N |  | N |  |  | X
6958 | City of Garland - (TX) | 4266 | Spencer | 1701 A Spencer Road | Denton | TX | 76205 | Denton | 33.1975 | -97.1061 | TRE | ERCO | Electric Reliability Council of Texas, Inc. | Municipality | 22 | RE | 1 | Electric Utility |  | N |  | N |  | N |  | N | X |  | City of Denton - (TX) | 5063 | TX | 69 |  |  | Atmos Energy
11241 | Entergy Louisiana LLC | 4270 | Waterford 3 | 17265 River Road Hwy 18 | Killona | LA | 70057 | St Charles | 29.9953 | -90.4716 | SERC | MISO | Midcontinent Independent Transmission System Operator, Inc.. | Mississippi River | 22 | RE | 1 | Electric Utility |  | N |  | N |  | N |  | N | X |  | Entergy Louisiana LLC | 11241 | LA | 230
4716 | Dairyland Power Coop | 4271 | John P Madgett | 500 Old South 35 | Alma | WI | 54610 | Buffalo | 44.3036 | -91.9126 | MRO | MISO | Midcontinent Independent Transmission System Operator, Inc.. | Mississippi River | 22 | RE | 1 | Electric Utility |  | N |  | N |  | N |  | Y | Y | OP | Dairyland Power Coop | 4716 |  | 161
11269 | Lower Colorado River Authority | 4937 | Thomas C Ferguson | 2001 Ferguson Rd. | Marble Falls | TX | 78657 | Llano | 30.558 | -98.3705 | TRE | ERCO | Electric Reliability Council of Texas, Inc. | Lake Lyndon B. Johnson | 22 | RE | 1 | Electric Utility |  | N |  | N |  | N |  | N | X |  | Lower Colorado River Authority | 11269 |  | 138 |  |  | Enterprise Texas P/L
49979 | Topaz Power Group LLC | 4939 | Barney M Davis | 4301 Waldron Rd | Corpus Christi | TX | 78418 | Nueces | 27.6064 | -97.3117 | TRE | ERCO | Electric Reliability Council of Texas, Inc. | Laguna Madre | 22 | NR | 2 | IPP Non-CHP |  | N |  | N |  | Y | 04-62-000 | N | X |  | AEP Texas Central Company | 3278 | TX | 138 |  |  | Texas Eastern Transmission, LP
15474 | Public Service Co of Oklahoma | 4940 | Riverside (OK) | 116th St. S and Arkansas River | Jenks | OK | 74037 | Tulsa | 35.9978 | -95.9567 | SPP | SWPP | Southwest Power Pool | Arkansas River | 22 | RE | 1 | Electric Utility |  | N |  | N |  | N |  |  | X |  | Public Service Co of Oklahoma | 15474 | OK | 345 |  |  | Enable Midstream, Kinder Morgan, and OneOK
16572 | Salt River Project | 4941 | Navajo | P.O. Box 850 | Page | AZ | 86040 | Coconino | 36.9047 | -111.3886 | WECC | SRP | Salt River Project | Lake Powell | 22 | RE | 1 | Electric Utility |  | N |  | N |  | N |  | N | X |  | Salt River Project | 16572 | AZ | 500
56606 | Calpine New Jersey Generation LLC | 5083 | Cumberland (NJ) | 4001 East Main Street | Millville | NJ | 8332 | Cumberland | 39.3757 | -74.9654 | RFC | PJM | PJM Interconnection, LLC |  | 22 | NR | 2 | IPP Non-CHP |  | N |  | N |  | Y | 03-85 |  | X |  | Atlantic City Electric Co | 963 | NJ | 230 |  |  | South Jersey Gas
9324 | Indiana Michigan Power Co | 6000 | Donald C Cook | Red Arrow Highway | Bridgman | MI | 49106 | Berrien | 41.9756 | -86.5652 | RFC | PJM | PJM Interconnection, LLC | Lake Michigan | 22 | RE | 1 | Electric Utility |  | N |  | N |  | N |  | N | X |  | Indiana Michigan Power Co | 9324 | MI | 345 | 765
195 | Alabama Power Co | 6001 | Joseph M Farley | 7388 North State Highway 95 | Columbia | AL | 36319 | Houston | 31.2231 | -85.1116 | SERC | SOCO | Southern Company Services, Inc. - Trans | Chattahoochee River | 22 | RE | 1 | Electric Utility |  | N |  | N |  | N |  | N | X |  | Alabama Power Co | 195 | AL | 500
195 | Alabama Power Co | 6002 | James H Miller Jr | 42050 Porter Road | Quinton | AL | 35073 | Jefferson | 33.6319 | -87.0597 | SERC | SOCO | Southern Company Services, Inc. - Trans | Black Warrior River | 22 | RE | 1 | Electric Utility |  | N |  | N |  | N |  | Y | N | OP | Alabama Power Co | 195 | AL | 500 |  |  | Alagasco
23279 | Allegheny Energy Supply Co LLC | 6004 | FirstEnergy Pleasants Power Station | #1 Power Station Blvd | Willow Island | WV | 26134 | Pleasants | 39.3667 | -81.2944 | RFC | PJM | PJM Interconnection, LLC | Ohio River | 22 | NR | 2 | IPP Non-CHP |  | N |  | N |  | N |  | N | X |  | West Penn Power Company | 20387 | PA | 500 |  |  | HOPE GAS
58620 | AEP Generation Resources Inc | 6006 | Racine | State Route 338 | Racine | OH | 45771 | Meigs | 38.9153 | -81.9081 | RFC | PJM | PJM Interconnection, LLC | Ohio River | 22 | NR | 2 | IPP Non-CHP |  | N |  | N |  | N |  |  | X |  | Ohio Power Co | 14006 | OH | 69
803 | Arizona Public Service Co | 6008 | Palo Verde | Wintersburg Road | Wintersburg | AZ | 85036 | Maricopa | 33.3881 | -112.8617 | WECC | SRP | Salt River Project | Phoenix Area Sewage Effluent | 22 | RE | 1 | Electric Utility |  | N |  | N |  | N |  | N | X |  | Salt River Project | 16572 | AZ | 500
814 | Entergy Arkansas Inc | 6009 | White Bluff | 1100 White Bluff Road | Redfield | AR | 72132 | Jefferson | 34.4228 | -92.1406 | SERC | MISO | Midcontinent Independent Transmission System Operator, Inc.. | Arkansas River | 22 | RE | 1 | Electric Utility |  | N |  | N |  | N |  | N | X |  | Entergy Arkansas Inc | 814 | AR | 500
55951 | Exelon Nuclear | 6011 | Calvert Cliffs Nuclear Power Plant | 1650 Calvert Cliffs Parkway | Lusby | MD | 20657 | Calvert | 38.4344 | -76.4417 | RFC | PJM | PJM Interconnection, LLC | Chesapeake Bay | 22 | NR | 2 | IPP Non-CHP |  | N |  | N |  | Y | 01-92-000 |  | X |  | Baltimore Gas & Electric Co | 1167 | MD | 500
50048 | TransCanada Hydro Northeast Inc., | 6012 | Sherman | River Road | Rowe | MA | 1367 | Franklin | 42.7297 | -72.9303 | NPCC | ISNE | ISO New England Inc. | Deerfield River | 22 | NR | 2 | IPP Non-CHP |  | N |  | N |  | Y | 98-91-000 | N | X |  | Massachusetts Electric Co | 11804 | MA | 69
2507 | City of Burbank Water and Power | 6013 | Olive | 164 West Magnolia Blvd | Burbank | CA | 91502 | Los Angeles | 34.1764 | -118.3147 | WECC | LDWP | Los Angeles Department of Water and Power | Municipality | 22 | RE | 1 | Electric Utility |  | N |  | N |  | N |  | N | X |  | City of Burbank Water and Power | 2507 | CA | 69 |  |  | So Cal Gas Company's line is now disconnected from this facility. The facility if mothballed.
3046 | Duke Energy Progress - (NC) | 6014 | Brunswick Nuclear | P. O. Box 10429 | Southport | NC | 28461 | Brunswick | 33.9597 | -78.0114 | SERC | CPLE | Progress Energy Carolinas - EAST | Atlantic Ocean (Cape Fear) | 22 | RE | 1 | Electric Utility |  | N |  | N |  | N |  | N | X |  | Duke Energy Progress - (NC) | 3046 | NC | 230
3046 | Duke Energy Progress - (NC) | 6015 | Harris | P. O. Box 165 | New Hill | NC | 27562 | Wake | 35.6334 | -78.9556 | SERC | CPLE | Progress Energy Carolinas - EAST | Shearon Harris Reservoir | 22 | RE | 1 | Electric Utility |  | N |  | N |  | N |  | N | X |  | Duke Energy Progress - (NC) | 3046 | NC | 230
49756 | Illinois Power Resources Generating LLC | 6016 | Duck Creek | 17751 N. Cilco Road | Canton | IL | 61520 | Fulton | 40.4663 | -89.9841 | SERC | MISO | Midcontinent Independent Transmission System Operator, Inc.. | Duck Creek Reservoir | 22 | NR | 2 | IPP Non-CHP |  | N |  | N |  | N |  | Y | Y | OP | Ameren Illinois Company | 56697 | IL | 69
520 | Illinois Power Generating Co | 6017 | Newton | 6725 N. 500th | Newton | IL | 62448 | Jasper | 38.9361 | -88.2781 | SERC | MISO | Midcontinent Independent Transmission System Operator, Inc.. | Laws Creek, Sandy Creek | 22 | NR | 2 | IPP Non-CHP |  | N |  | N |  | N |  | Y | N | OP | Ameren Illinois Company | 56697 | IL | 345
55729 | Duke Energy Kentucky Inc | 6018 | East Bend | 6293 Beaver Rd | Union | KY | 41091 | Boone | 38.9036 | -84.8514 | RFC | PJM | PJM Interconnection, LLC | Ohio River | 22 | RE | 1 | Electric Utility |  | N |  | N |  | N |  | Y | N | OP | Duke Energy Ohio Inc | 3542 | OH | 345
59920 | Dynegy W H Zimmer | 6019 | W H Zimmer | 1781 US Route 52 | Moscow | OH | 45200 | Clermont | 38.8675 | -84.2289 | RFC | PJM | PJM Interconnection, LLC | Ohio River | 22 | NR | 2 | IPP Non-CHP |  | N |  | N |  | N |  | N | X |  | Duke Energy Ohio Inc | 3542 | OH | 345 |  |  | Duke Energy Ohio LDC
50161 | FirstEnergy Nuclear Operating Company | 6020 | Perry | 10 Center Road | Perry | OH | 44081 | Lake | 41.8006 | -81.1439 | RFC | PJM | PJM Interconnection, LLC | Lake Erie | 22 | NR | 2 | IPP Non-CHP |  | N |  | N |  | N |  |  | X |  | Cleveland Electric Illum Co | 3755 | OH | 345
30151 | Tri-State G & T Assn, Inc | 6021 | Craig (CO) | 2101 S. Ranney | Craig | CO | 81626 | Moffat | 40.4627 | -107.5912 | WECC | WACM | Western Area Power Administration - Rocky Mountain Region | Yampa River | 22 | RE | 1 | Electric Utility |  | N |  | N |  | N |  | N | X |  | Tri-State G & T Assn, Inc | 30151 |  | 230 | 345 |  | ATMOS Energy
55951 | Exelon Nuclear | 6022 | Braidwood Generation Station | RR #1 Box 84 | Braceville | IL | 60407 | Will | 41.2435 | -88.2286 | RFC | PJM | PJM Interconnection, LLC | Kanakee River | 22 | NR | 2 | IPP Non-CHP |  | N |  | N |  | N |  | N | X |  | Commonwealth Edison Co | 4110 | IL | 345
55951 | Exelon Nuclear | 6023 | Byron Generating Station | 4450 North German Church Rd | Byron | IL | 61010 | Ogle | 42.0742 | -89.2819 | RFC | PJM | PJM Interconnection, LLC | Rock River | 22 | NR | 2 | IPP Non-CHP |  | N |  | N |  | N |  | N | X |  | Commonwealth Edison Co | 4110 | IL | 345
12384 | Midwest Generations EME LLC | 6025 | Collins | Pine Bluff Road (4m E Rt47) | Morris | IL | 60450 | Grundy | 41.3461 | -88.3928 | RFC |  |  | Illinois River | 22 | NR | 2 | IPP Non-CHP |  | N |  | N |  | Y | 99-224-000 |  | X
55951 | Exelon Nuclear | 6026 | LaSalle Generating Station | 2601 North 21st Rd | Marseilles | IL | 61341 | LaSalle | 41.2455 | -88.6691 | RFC | PJM | PJM Interconnection, LLC | Illinois River | 22 | NR | 2 | IPP Non-CHP |  | N |  | N |  | N |  | N | X |  | Commonwealth Edison Co | 4110 | IL | 345
7570 | Great River Energy | 6030 | Coal Creek | 2875 3rd Street SW | Underwood | ND | 58576 | McLean | 47.3777 | -101.1571 | MRO | MISO | Midcontinent Independent Transmission System Operator, Inc.. | Missouri River | 22 | RE | 1 | Electric Utility |  | N |  | N |  | N |  | Y | Y | OP | Great River Energy | 7570 |  | 230
4922 | Dayton Power & Light Co | 6031 | Killen Station | 14869 US 52 | Manchester | OH | 45144 | Adams | 38.6903 | -83.4803 | RFC | PJM | PJM Interconnection, LLC | Ohio River | 22 | RE | 1 | Electric Utility |  | N |  | N |  | N |  | Y | Y | OP | Dayton Power & Light Co | 4922 | OH | 345
5109 | DTE Electric Company | 6034 | Belle River | 4505 King Rd | China Twp | MI | 48054 | St Clair | 42.7756 | -82.495 | RFC | MISO | Midcontinent Independent Transmission System Operator, Inc.. | St. Clair River | 22 | RE | 1 | Electric Utility |  | N |  | N |  | N |  | Y | N | OP | ITC Transmission | 56068 | MI | 345 |  |  | MichCon Pipelinr
5109 | DTE Electric Company | 6035 | Greenwood (MI) | 7000 Kilgore | Avoca | MI | 48006 | St Clair | 43.1056 | -82.6964 | RFC | MISO | Midcontinent Independent Transmission System Operator, Inc.. | Municipality | 22 | RE | 1 | Electric Utility |  | N |  | N |  | N |  |  | X |  | ITC Transmission | 56068 | MI | 345 |  |  | MichCon
5416 | Duke Energy Carolinas, LLC | 6036 | Catawba | 4800 Concord Road | York | SC | 29745 | York | 35.0514 | -81.0694 | SERC | DUK | Duke Energy Carolinas | Lake Wylie | 22 | RE | 1 | Electric Utility |  | N |  | N |  | N |  | N | X |  | Duke Energy Carolinas, LLC | 5416 | SC | 230
5416 | Duke Energy Carolinas, LLC | 6038 | McGuire | 12700 Hagers Ferry Rd | Huntersville | NC | 28078 | Mecklenburg | 35.4331 | -80.9486 | SERC | DUK | Duke Energy Carolinas | Lake Norman | 22 | RE | 1 | Electric Utility |  | N |  | N |  | N |  | N | X |  | Duke Energy Carolinas, LLC | 5416 | NC | 500
50161 | FirstEnergy Nuclear Operating Company | 6040 | Beaver Valley | Route 168 | Shippingport | PA | 15077 | Beaver | 40.6219 | -80.4336 | RFC | PJM | PJM Interconnection, LLC | Ohio River | 22 | NR | 2 | IPP Non-CHP |  | N |  | N |  | N |  |  | X |  | Duquesne Light Co | 5487 | PA | 345
5580 | East Kentucky Power Coop, Inc | 6041 | H L Spurlock | Route 8 P.O. Box 398 | Maysville | KY | 41056 | Mason | 38.7 | -83.8181 | SERC | PJM | PJM Interconnection, LLC | Wells/Ohio River | 22 | RE | 1 | Electric Utility |  | N |  | N |  | N |  | Y | N | OP | East Kentucky Power Coop, Inc | 5580 |  | 345 | 138
6452 | Florida Power & Light Co | 6042 | Manatee | 19050 State Road 62 | Parrish | FL | 34219 | Manatee | 27.6058 | -82.3456 | FRCC | FPL | Florida Power & Light Company | Little Manatee River | 22 | RE | 1 | Electric Utility |  | N |  | N |  | N |  |  | X |  | Florida Power & Light Co | 6452 | FL | 240 |  |  | Florida Gas Transmission
6452 | Florida Power & Light Co | 6043 | Martin | 21900 SW Warfield Blvd | Indiantown | FL | 34956 | Martin | 27.0536 | -80.5628 | FRCC | FPL | Florida Power & Light Company | St. Lucie Canal | 22 | RE | 1 | Electric Utility |  | N |  | N |  | N |  |  | X |  | Florida Power & Light Co | 6452 | FL | 230 |  |  | Florida Gas Transmission
6452 | Florida Power & Light Co | 6045 | St Lucie | 6501 S. Ocean Dr. | Jensen Beach | FL | 33497 | St Lucie | 27.3486 | -80.2464 | FRCC | FPL | Florida Power & Light Company | Atlantic Ocean | 22 | RE | 1 | Electric Utility |  | N |  | N |  | N |  |  | X |  | Florida Power & Light Co | 6452 | FL | 230
6455 | Duke Energy Florida, Inc | 6046 | DeBary | 176 West Highbanks Rd. | DeBary | FL | 32713 | Volusia | 28.9039 | -81.3323 | FRCC | FPC | Progress Energy Florida |  | 22 | RE | 1 | Electric Utility |  | N |  | N |  | N |  | N | X |  | Duke Energy Florida, Inc | 6455 | FL | 230 |  |  | Florida Gas Transmission
50048 | TransCanada Hydro Northeast Inc., | 6047 | Deerfield 2 | Conway Road | Conway | MA | 1341 | Franklin | 42.5731 | -72.7073 | NPCC | ISNE | ISO New England Inc. | Deerfeld River | 22 | NR | 2 | IPP Non-CHP |  | N |  | N |  | Y | 98-91-000 | N | X |  | Western Massachusetts Electric Company | 20455 | MA | 69
21461 | NRG Canal LLC | 6049 | West Tisbury Generating Facility | Off Fire Rd #5 MV State Forest | West Tisbury | MA | 2575 | Dukes | 41.3925 | -70.6201 | NPCC | ISNE | ISO New England Inc. | Town | 22 | NR | 2 | IPP Non-CHP |  | N |  | N |  | Y | 99-19-000 | N | X |  | NSTAR Electric Company | 54913 | MA | 21
7140 | Georgia Power Co | 6051 | Edwin I Hatch | US Highway 1 North | Baxley | GA | 31513 | Appling | 31.9342 | -82.3447 | SERC | SOCO | Southern Company Services, Inc. - Trans | Altamah River | 22 | RE | 1 | Electric Utility |  | N |  | N |  | N |  |  | X |  | Georgia Power Co | 7140 | GA | 500
7140 | Georgia Power Co | 6052 | Wansley | Liberty Church Road | Roopville | GA | 30170 | Heard | 33.4134 | -85.0323 | SERC | SOCO | Southern Company Services, Inc. - Trans | Chattahoochee River | 22 | RE | 1 | Electric Utility |  | N |  | N |  | N |  | Y | N | OP | Georgia Power Co | 7140 | GA | 500
11252 | Louisiana Generating LLC | 6055 | Big Cajun 2 | 10431 Cajun 2 Road - Hwy 981 | New Roads | LA | 70760 | Pointe Coupee | 30.7261 | -91.3692 | SERC | MISO | Midcontinent Independent Transmission System Operator, Inc.. | Mississippi River | 22 | NR | 2 | IPP Non-CHP |  | N |  | N |  | Y | 00-89-000 | Y | Y | OP | Entergy Louisiana LLC | 11241 | LA | 500 |  |  | Big Cajun II Pipeline
11843 | Maui Electric Co Ltd | 6056 | Kahului | 200 Hobron Ave | Kahului | HI | 96732 | Maui | 20.8969 | -156.4627 | HICC |  |  | Pacific Ocean | 22 | RE | 1 | Electric Utility |  | N |  | N |  | N |  | N | X |  | Maui Electric Co Ltd | 11843 | HI | 23
16181 | Rochester Public Utilities | 6058 | Cascade Creek | 1814 Seventh St NW | Rochester | MN | 55901 | Olmsted | 44.0322 | -92.4908 | MRO | MISO | Midcontinent Independent Transmission System Operator, Inc.. |  | 22 | RE | 1 | Electric Utility |  | N |  | N |  | N |  |  | X |  | Rochester Public Utilities | 16181 | MN | 161 |  |  | Northern Natural Gas
9216 | Imperial Irrigation District | 6060 | Coachella | 51-170 Shady Ln. | Coachella | CA | 92236 | Riverside | 33.6758 | -116.1714 | WECC | IID | Imperial Irrigation District | Municipality | 22 | RE | 1 | Electric Utility |  | N |  | N |  | N |  | N | X |  | Imperial Irrigation District | 9216 | CA | 92 |  |  | Southern California Gas Company Line 41-66
17568 | South Mississippi El Pwr Assn | 6061 | R D Morrow | 304 Old Okahola School Road | Purvis | MS | 39475 | Lamar | 31.2186 | -89.394 | SERC | MISO | Midcontinent Independent Transmission System Operator, Inc.. | Wells | 22 | RE | 1 | Electric Utility |  | N |  | N |  | N |  | Y | Y | OP | South Mississippi El Pwr Assn | 17568 |  | 161
12341 | MidAmerican Energy Co | 6063 | Electrifarm | 3233 West Shaulis Rd | Waterloo | IA | 50701 | Black Hawk | 42.4407 | -92.4205 | MRO | MISO | Midcontinent Independent Transmission System Operator, Inc.. |  | 22 | RE | 1 | Electric Utility |  | N |  | N |  | N |  | N | X |  | MidAmerican Energy Co | 12341 | IA | 161 |  |  | MidAmerican Energy Company
9996 | City of Kansas City - (KS) | 6064 | Nearman Creek | 4240 North 55th St | Kansas | KS | 66104 | Wyandotte | 39.1681 | -94.6975 | SPP | SWPP | Southwest Power Pool | Missouri River | 22 | RE | 1 | Electric Utility |  | N |  | N |  | N |  | Y | N | OP | City of Kansas City - (KS) | 9996 | KS | 161 |  |  | Southern Star Pipe Line and KPC
10000 | Kansas City Power & Light Co | 6065 | Iatan | 20250 Hwy 45 N | Weston | MO | 64098 | Platte | 39.4472 | -94.98 | SPP | SWPP | Southwest Power Pool | Missouri River | 22 | RE | 1 | Electric Utility |  | N |  | N |  | N |  | Y | Y | OS | Kansas City Power & Light Co | 10000 | MO | 345
22500 | Westar Energy Inc | 6068 | Jeffrey Energy Center | 25905 Jeffrey Rd., PO Box 40 | St. Mary's | KS | 66536 | Pottawatomie | 39.2865 | -96.1172 | SPP | SWPP | Southwest Power Pool | Kansas River | 22 | RE | 1 | Electric Utility |  | N |  | N |  | N |  | Y | N | OP | Westar Energy Inc | 22500 | KS | 230 | 345
11249 | Louisville Gas & Electric Co | 6071 | Trimble County | 487 Corn Creek Road | Bedford | KY | 40006 | Trimble | 38.5847 | -85.4117 | SERC | LGEE | LG&E and KU Services Company as agent for Louisville Gas and Electric Company and Kentucky Utilities | Ohio River | 22 | RE | 1 | Electric Utility |  | N |  | N |  | N |  | Y | Y | OP | Louisville Gas & Electric Co | 11249 | KY | 345 |  |  | Texas Gas Pipeline
12465 | System Energy Resources, Inc | 6072 | Grand Gulf | 7003 Bald Hill Rd | Port Gibson | MS | 39150 | Claiborne | 32.0081 | -91.0478 | SERC | MISO | Midcontinent Independent Transmission System Operator, Inc.. | Mississippi River Aquifer | 22 | RE | 1 | Electric Utility |  | N |  | N |  | N |  | N | X |  | Entergy Mississippi Inc | 12685 | MS | 500
12686 | Mississippi Power Co | 6073 | Victor J Daniel Jr | 13201 Highway 63 | Escatawpa | MS | 39552 | Jackson | 30.5322 | -88.5553 | SERC | SOCO | Southern Company Services, Inc. - Trans | Municipality | 22 | RE | 1 | Electric Utility |  | N |  | N |  | N |  | Y | Y | OP | Mississippi Power Co | 12686 | MS | 230 |  |  | Gulf South and Southeast Supply Header
56211 | KCP&L Greater Missouri Operations Co | 6074 | Greenwood (MO) | 14015 S. Smart Rd. | Greenwood | MO | 64034 | Jackson | 38.8615 | -94.2982 | SPP | SWPP | Southwest Power Pool |  | 22 | RE | 1 | Electric Utility |  | N |  | N |  | N |  |  | X |  | Kansas City Power & Light Co | 10000 | MO | 161 |  |  | Southern Star
15298 | Talen Montana LLC | 6076 | Colstrip | 1 Warehouse Road | Colstrip | MT | 59323 | Rosebud | 45.8831 | -106.614 | WECC | NWMT | NorthWestern Energy (NWMT) | Yellowstone River | 22 | NR | 2 | IPP Non-CHP |  | N |  | N |  | Y | 99-185-000 | Y | Y | OP | NorthWestern Energy LLC - (MT) | 12825 | MT | 230 | 500
13337 | Nebraska Public Power District | 6077 | Gerald Gentleman | 6089 South Hwy 25 | Sutherland | NE | 69165 | Lincoln | 41.0808 | -101.1408 | MRO | SWPP | Southwest Power Pool | Sutherland Supply Canal | 22 | RE | 1 | Electric Utility |  | N |  | N |  | N |  | Y | Y | OP | Nebraska Public Power District | 13337 | NE | 345 |  |  | Tall Grass Interstate Gas Transmission LLC
11806 | Massachusetts Mun Wholes Electric Co | 6081 | Stony Brook | Moody Street | Ludlow | MA | 1056 | Hampden | 42.1978 | -72.5106 | NPCC | ISNE | ISO New England Inc. | Municipality | 22 | RE | 1 | Electric Utility |  | N |  | N |  | N |  | N | X |  | Western Massachusetts Electric Company | 20455 | MA | 345 |  |  | Columbia Gas of Massachusetts
22129 | Somerset Operating Co LLC | 6082 | Somerset Operating Co LLC | 7725 Lake Road | Barker | NY | 14012 | Niagara | 43.3589 | -78.6047 | NPCC | NYIS | New York Independent System Operator | Lake Ontario | 22 | NR | 2 | IPP Non-CHP |  | N |  | N |  | Y | 99-63-000 | N | X |  | New York State Elec & Gas Corp | 13511 | NY | 345
50048 | TransCanada Hydro Northeast Inc., | 6083 | Deerfield 3 | Conway Road | Buckland | MA | 1338 | Franklin | 42.5995 | -72.7335 | NPCC | ISNE | ISO New England Inc. | Deerfield River | 22 | NR | 2 | IPP Non-CHP |  | N |  | N |  | Y | 98-91-000 | N | X |  | Western Massachusetts Electric Company | 20455 | MA | 69
13756 | Northern Indiana Pub Serv Co | 6085 | R M Schahfer | 2723 E. 1500 N. | Wheatfield | IN | 46392 | Jasper | 41.2164 | -87.0261 | RFC | MISO | Midcontinent Independent Transmission System Operator, Inc.. | Kankakee River | 22 | RE | 1 | Electric Utility |  | N |  | N |  | N |  | Y | N | OP | Northern Indiana Pub Serv Co | 13756 | IN | 345 |  |  | Natural Gas Pipeline of America
13781 | Northern States Power Co - Minnesota | 6086 | Cornell | PO Box 827, Hwy 64 | Cornell | WI | 54732 | Chippewa | 45.164 | -91.1574 | MRO | MISO | Midcontinent Independent Transmission System Operator, Inc.. | Chippewa River | 22 | RE | 1 | Electric Utility |  | N |  | N |  | N |  | N | X |  | Northern States Power Co | 13780 | WI | 115
7140 | Georgia Power Co | 6087 | Wallace Dam | Highway 16 East | Eatonton | GA | 31024 | Hancock | 33.3498 | -83.1574 | SERC | SOCO | Southern Company Services, Inc. - Trans | Oconee River | 22 | RE | 1 | Electric Utility |  | N |  | N |  | N |  |  | X |  | Georgia Power Co | 7140 | GA | 230
24211 | Tucson Electric Power Co | 6088 | North Loop | 10600 N Casa Grande Hwy | Tucson | AZ | 85704 | PIMA | 32.401 | -111.1262 | WECC | TEPC | Tucson Electric Power Company | Well | 22 | RE | 1 | Electric Utility |  | N |  | N |  | N |  | N | X |  | Tucson Electric Power Co | 24211 | AZ | 46 |  |  | Southwest Gas
12199 | Montana-Dakota Utilities Co | 6089 | Lewis & Clark | South of Sidney | Richland | MT | 59270 | Richland | 47.6785 | -104.1566 | MRO | MISO | Midcontinent Independent Transmission System Operator, Inc.. | Yellowstone River | 22 | RE | 1 | Electric Utility |  | N |  | N |  | N |  | Y | Y | OP | Montana-Dakota Utilities Co | 12199 | MT | 115 |  |  | WBI Energy Transmission
13781 | Northern States Power Co - Minnesota | 6090 | Sherburne County | 13999 Industrial Blvd. | Becker | MN | 55308 | Sherburne | 45.3808 | -93.8931 | MRO | MISO | Midcontinent Independent Transmission System Operator, Inc.. | Mississippi River | 22 | RE | 1 | Electric Utility |  | N |  | N |  | N |  | Y | Y | OP | Northern States Power Co - Minnesota | 13781 | MN | 345
1307 | Basin Electric Power Coop | 6092 | Spirit Mound | Hwy 19 | Vermillion | SD | 57069 | Clay | 42.8977 | -96.9905 | MRO | SWPP | Southwest Power Pool |  | 22 | RE | 1 | Electric Utility |  | N |  | N |  | N |  | N | X |  | Basin Electric Power Coop | 1307 | SD | 115
6526 | FirstEnergy Generation Corp | 6094 | FirstEnergy Bruce Mansfield | 128 Ferry Hill Road | Shippingport | PA | 15077 | Beaver | 40.6348 | -80.4159 | RFC | PJM | PJM Interconnection, LLC | Ohio River | 22 | NR | 2 | IPP Non-CHP |  | N |  | N |  | N |  | Y | N | OP | American Transmission Systems Inc | 56162 |  | 345
14063 | Oklahoma Gas & Electric Co | 6095 | Sooner | 10800 County Road 230 | Red Rock | OK | 73061 | Noble | 36.4531 | -97.0528 | SPP | SWPP | Southwest Power Pool | Sooner Lake | 22 | RE | 1 | Electric Utility |  | N |  | N |  | N |  | N | X |  | Oklahoma Gas & Electric Co | 14063 | OK | 345
14127 | Omaha Public Power District | 6096 | Nebraska City | 7264 L Road | Nebraska City | NE | 68410 | Otoe | 40.6214 | -95.7764 | MRO | SWPP | Southwest Power Pool | Missouri River | 22 | RE | 1 | Electric Utility |  | N |  | N |  | N |  | N | X |  | Omaha Public Power District | 14127 | NE | 345 |  |  | Nebraska City Utilities
14232 | Otter Tail Power Co | 6098 | Big Stone | 48450 144th Street | Big Stone City | SD | 57216 | Grant | 45.3037 | -96.5101 | MRO | MISO | Midcontinent Independent Transmission System Operator, Inc.. | Big Stone Lake | 22 | RE | 1 | Electric Utility |  | N |  | N |  | N |  | Y | N | OP | Otter Tail Power Co | 14232 | SD | 230
14328 | Pacific Gas & Electric Co | 6099 | Diablo Canyon | Avila Rd. bet. Montano de Oro | Avila Beach | CA | 93424 | San Luis Obispo | 35.2115 | -120.8555 | WECC | CISO | California Independent System Operator | Pacific Ocean | 22 | RE | 1 | Electric Utility |  | N |  | N |  | N |  |  | X |  | Pacific Gas & Electric Co | 14328 | CA | 500
14328 | Pacific Gas & Electric Co | 6100 | Helms Pumped Storage | 67250 Helms Circle | Shaver Lake | CA | 93664 | Fresno | 37.0293 | -118.9683 | WECC | CISO | California Independent System Operator | Courtwright & Lake Wishon | 22 | RE | 1 | Electric Utility |  | N |  | N |  | N |  |  | X |  | Pacific Gas & Electric Co | 14328 | CA | 230
14354 | PacifiCorp | 6101 | Wyodak | 48 Wyodak Road, Garner Lake Rt | Gillette | WY | 82716 | Campbell | 44.2901 | -105.3815 | WECC | PACE | PacifiCorp - East | Municipality | 22 | RE | 1 | Electric Utility |  | N |  | N |  | N |  | Y | N | OP | PacifiCorp | 14354 | WY | 230
14266 | TalenEnergy Susquehanna LLC | 6103 | TalenEnergy Susquehanna | 769 Salem Blvd | Berwick | PA | 18603 | Luzerne | 41.0919 | -76.1462 | RFC | PJM | PJM Interconnection, LLC | Susquehanna River | 22 | NR | 2 | IPP Non-CHP |  | N |  | N |  | Y | 00-43-000 | N | X |  | PPL Electric Utilities Corp | 14715 | PA | 230 | 500
55951 | Exelon Nuclear | 6105 | Limerick | Off Route 422; P O Box 2300 | Sanatoga | PA | 19464 | Montgomery | 40.2243 | -75.5874 | RFC | PJM | PJM Interconnection, LLC | Schuylkill & Delaware Rivers | 22 | NR | 2 | IPP Non-CHP |  | N |  | N |  | N |  | N | X |  | PECO Energy Co | 14940 | PA | 500 | 230
15248 | Portland General Electric Co | 6106 | Boardman | 73334 Tower Rd | Boardman | OR | 97818 | Morrow | 45.6932 | -119.8088 | WECC | BPAT | Bonneville Power Administration | Carty Reservoir | 22 | RE | 1 | Electric Utility |  | N |  | N |  | N |  | N | X |  | Bonneville Power Administration | 1738 | OR | 500
5943 | Entergy Nuc Fitzpatrick LLC | 6110 | James A Fitzpatrick | Lake Road | Lycoming | NY | 13093 | Oswego | 43.5214 | -76.4084 | NPCC | NYIS | New York Independent System Operator | Lake Ontario | 22 | NR | 2 | IPP Non-CHP |  | N |  | N |  | Y | 00-2738-001 | N | X |  | New York Power Authority | 15296 |  | 345
15466 | Public Service Co of Colorado | 6112 | Fort St Vrain | 16805 Weld Cr 19-12 | Platteville | CO | 80651 | Weld | 40.2461 | -104.8742 | WECC | PSCO | Public Service Company of Colorado | So Platte River/St Vrain Creek | 22 | RE | 1 | Electric Utility |  | N |  | N |  | N |  | N | X |  | Public Service Co of Colorado | 15466 | CO | 230 |  |  | PSCO CIG
15470 | Duke Energy Indiana, LLC | 6113 | Gibson | R 1 Box 300 | Owensville | IN | 47665 | Gibson | 38.3722 | -87.7658 | RFC | MISO | Midcontinent Independent Transmission System Operator, Inc.. | Gibson Lake | 22 | RE | 1 | Electric Utility |  | N |  | N |  | N |  | Y | N | OP | Duke Energy Indiana Inc | 15470 | IN | 345
6854 | NextEra Energy Seabrook LLC | 6115 | Seabrook | 626 Lafayette Road | Seabrook | NH | 3874 | Rockingham | 42.8992 | -70.8489 | NPCC | ISNE | ISO New England Inc. | Atlantic Ocean | 22 | NR | 2 | IPP Non-CHP |  | N |  | N |  | Y | 02-1838-008 | N | X |  | Public Service Co of NH | 15472 | NH | 345
15478 | PSEG Nuclear LLC | 6118 | PSEG Hope Creek Generating Station | P O Box 236 End of Buttonwood | Hancocks Bridge | NJ | 8038 | Salem | 39.4666 | -75.5377 | RFC | PJM | PJM Interconnection, LLC | Delaware River | 22 | NR | 2 | IPP Non-CHP |  | N |  | N |  | Y | 00-002-000 | N | X |  | Public Service Elec & Gas Co | 15477 | NJ | 500
50048 | TransCanada Hydro Northeast Inc., | 6119 | Deerfield 4 | Creamery Avenue | Buckland | MA | 1338 | Franklin | 42.6198 | -72.7376 | NPCC | ISNE | ISO New England Inc. | Deerfield River | 22 | NR | 2 | IPP Non-CHP |  | N |  | N |  | Y | 98-91-000 | N | X |  | Western Massachusetts Electric Company | 20455 | MA | 115
15500 | Puget Sound Energy Inc | 6120 | Whitehorn | 4930 Brown Rd | Blaine | WA | 98230 | Whatcom | 48.8288 | -122.6861 | WECC | PSEI | Puget Sound Energy | Whatcom PUD | 22 | RE | 1 | Electric Utility |  | N |  | N |  | N |  | N | X |  | Puget Sound Energy Inc | 15500 | WA | 115 |  |  | Cascade Gas Pipeline
55951 | Exelon Nuclear | 6122 | R E Ginna Nuclear Power Plant | Lake Rd. | Ontario | NY | 14519 | Wayne | 43.2777 | -77.3099 | NPCC | NYIS | New York Independent System Operator | Lake Ontario | 22 | NR | 2 | IPP Non-CHP |  | N |  | N |  | Y | 04-73-000 |  | X |  | Rochester Gas & Electric Corp | 16183 | NY | 115
7140 | Georgia Power Co | 6124 | McIntosh | 981 Old Augusta Road | Rincon | GA | 31326 | Effingham | 32.3563 | -81.1683 | SERC | SOCO | Southern Company Services, Inc. - Trans | Savannah River | 22 | RE | 1 | Electric Utility |  | N |  | N |  | N |  | Y | N | OP | Georgia Power Co | 7140 | GA | 230 |  |  | Southern Natural Gas
17127 | Town of Shrewsbury - (MA) | 6125 | Shrewsbury | 518 Rear Boston Turnpike | Shrewsbury | MA | 1545 | Worcester | 42.2747 | -71.7172 | NPCC | ISNE | ISO New England Inc. |  | 22 | RE | 1 | Electric Utility |  | N |  | N |  | N |  | N | X |  | National Grid Generation, LLC | 26751 |  | 115
17539 | South Carolina Electric&Gas Company | 6126 | Fairfield Pumped Storage | Bradham Boulevard off Hwy 215 | Jenkinsville | SC | 29065 | Fairfield | 34.3061 | -81.3308 | SERC | SCEG | South Carolina Electric & Gas Company | Broad River | 22 | RE | 1 | Electric Utility |  | N |  | N |  | N |  | N | X |  | South Carolina Electric&Gas Company | 17539 | SC | 230
17539 | South Carolina Electric&Gas Company | 6127 | V C Summer | Bradham Boulevard off Hwy 215 | Jenkinsville | SC | 29065 | Fairfield | 34.2983 | -81.3153 | SERC | SCEG | South Carolina Electric & Gas Company | Broad River | 22 | RE | 1 | Electric Utility |  | N |  | N |  | N |  | N | X |  | South Carolina Electric&Gas Company | 17539 | SC | 230
9339 | International Bound & Wtr Comm | 6128 | Amistad Dam & Power | 670 Texas Spur 349 | Del Rio | TX | 78840 | Val Verde | 29.4498 | -101.0601 | TRE | ERCO | Electric Reliability Council of Texas, Inc. | Rio Grande | 22 | RE | 1 | Electric Utility |  | N |  | N |  | N |  | N | X |  | AEP Texas Central Company | 3278 | TX | 138
27813 | USCE-Mobile District | 6130 | Carters | 975 Powerhouse Road | Chatsworth | GA | 30705 | Murray | 34.6121 | -84.6733 | SERC | SOCO | Southern Company Services, Inc. - Trans | Coosawattee River | 22 | RE | 1 | Electric Utility |  | N |  | N |  | N |  | N | X |  | Georgia Power Co | 7140 | GA | 230
27813 | USCE-Mobile District | 6131 | Jones Bluff | 1170 County Road 15 South | Selma | AL | 36703 | Autauga | 32.3242 | -86.7843 | SERC | SOCO | Southern Company Services, Inc. - Trans | Alabama River | 22 | RE | 1 | Electric Utility |  | N |  | N |  | N |  | N | X |  | Alabama Power Co | 195 | AL | 115
19375 | USCE-Savannah District | 6132 | Richard B Russell | 4144 Russell Dam Drive | Elberton | GA | 30635 | Elbert | 34.0256 | -82.5953 | SERC | SEPA | Southeastern Power Administration | Savannah River | 22 | RE | 1 | Electric Utility |  | N |  | N |  | N |  | N | X |  | Georgia Power Co | 7140 | GA | 230
27813 | USCE-Mobile District | 6133 | West Point (GA) | 500 Resource Management Drive | West Point | GA | 31833 | Troup | 32.9187 | -85.1887 | SERC | SOCO | Southern Company Services, Inc. - Trans | Chattahoochee River | 22 | RE | 1 | Electric Utility |  | N |  | N |  | N |  | N | X |  | Georgia Power Co | 7140 | GA | 115
18715 | Texas Municipal Power Agency | 6136 | Gibbons Creek | 12824 FM244 | Anderson | TX | 77830 | Grimes | 30.6199 | -96.0818 | TRE | ERCO | Electric Reliability Council of Texas, Inc. | Gibbons Creek | 22 | RE | 1 | Electric Utility |  | N |  | N |  | N |  | Y | Y | OP | Texas Municipal Power Agency | 18715 |  | 345 |  |  | Supplemental Fuel Gas Pipeline
17633 | Southern Indiana Gas & Elec Co | 6137 | A B Brown | 8511 Welborn Road | Mount Vernon | IN | 47620 | Posey | 37.9053 | -87.715 | RFC | MISO | Midcontinent Independent Transmission System Operator, Inc.. | Ohio River | 22 | RE | 1 | Electric Utility |  | N |  | N |  | N |  | Y | N | OP | Southern Indiana Gas & Elec Co | 17633 | IN | 138 |  |  | Texas Gas
17698 | Southwestern Electric Power Co | 6138 | Flint Creek | 21797 Swepco Plant Road | Gentry | AR | 72734 | Benton | 36.2561 | -94.5241 | SPP | SWPP | Southwest Power Pool | Flint Creek Reservoir | 22 | RE | 1 | Electric Utility |  | N |  | N |  | N |  | Y | N | OP | Southwestern Electric Power Co | 17698 | AR | 161
17698 | Southwestern Electric Power Co | 6139 | Welsh | FM Rd 1735 | Pittsburg | TX | 75686 | Titus | 33.0552 | -94.84 | SPP | SWPP | Southwest Power Pool | Swauano Creek Reserv | 22 | RE | 1 | Electric Utility |  | N |  | N |  | N |  | Y | N | OP | Southwestern Electric Power Co | 17698 | TX | 345
26618 | USCE-St Louis District | 6140 | Clarence Cannon | 20642 Highway J | Monroe City | MO | 63456 | Ralls | 39.5248 | -91.644 | SERC | AECI | Associated Electric Cooperative, Inc. | Mark Twain Lake | 22 | RE | 1 | Electric Utility |  | N |  | N |  | N |  |  | X |  | Northeast Missouri El Pwr Coop | 13738 |  | 69
25477 | USCE-Kansas City District | 6141 | Harry Truman | 29564 Powerhouse Road | Warsaw | MO | 65355 | Benton | 38.2623 | -93.4062 | SPP | SPA | Southwestern Power Administration | Osage River | 22 | RE | 1 | Electric Utility |  | N |  | N |  | N |  | N | X |  | Southwestern Power Administration | 17716 |  | 161
19647 | USCE-Little Rock District | 6142 | Ozark | PO BOX 507 | OZARK | AR | 72949 | Franklin | 35.4693 | -93.8175 | SPP | SPA | Southwestern Power Administration | Arkansas River | 22 | RE | 1 | Electric Utility |  | N |  | N |  | N |  | N | X |  | Southwestern Power Administration | 17716 |  | 161
56211 | KCP&L Greater Missouri Operations Co | 6144 | Kansas City International | 9900 NW 112th St | Kansas City | MO | 64079 | Platte | 39.2973 | -94.6932 | SPP | SWPP | Southwest Power Pool |  | 22 | RE | 1 | Electric Utility |  | N |  | N |  | N |  |  | X |  | Kansas City Power & Light Co | 10000 | MO | 161 |  |  | Missouri Gas Energy
55983 | Luminant Generation Company LLC | 6145 | Comanche Peak | Farm to Market Road 56 | Glen Rose | TX | 76043 | Somervell | 32.2984 | -97.7855 | TRE | ERCO | Electric Reliability Council of Texas, Inc. | Squaw Creek | 22 | NR | 2 | IPP Non-CHP |  | N |  | N |  | N |  | N | X |  | Oncor Electric Delivery Company LLC | 44372 | TX | 345
55983 | Luminant Generation Company LLC | 6146 | Martin Lake | PO Box 651 | Tatum | TX | 75691 | Rusk | 32.2606 | -94.5706 | TRE | ERCO | Electric Reliability Council of Texas, Inc. | Martin Lake | 22 | NR | 2 | IPP Non-CHP |  | N |  | N |  | N |  | Y | Y | OP | Oncor Electric Delivery Company LLC | 44372 | TX | 345
55983 | Luminant Generation Company LLC | 6147 | Monticello | PO Box 1266 | Mount Pleasant | TX | 75455 | Titus | 33.0917 | -95.0417 | TRE | ERCO | Electric Reliability Council of Texas, Inc. | Monticello Reservoir | 22 | NR | 2 | IPP Non-CHP |  | N |  | N |  | N |  | Y | Y | OP | Oncor Electric Delivery Company LLC | 44372 | TX | 345
50161 | FirstEnergy Nuclear Operating Company | 6149 | Davis Besse | 5501 N State Route 2 | Oak Harbor | OH | 43449 | Ottawa | 41.5967 | -83.0861 | RFC | PJM | PJM Interconnection, LLC | Lake Erie | 22 | NR | 2 | IPP Non-CHP |  | N |  | N |  | N |  |  | X |  | The Toledo Edison Co | 18997 | OH | 345
18642 | Tennessee Valley Authority | 6150 | Bellefonte | County Road 33 PO Box 2000 | Hollywood | AL | 35752 | Jackson | 34.7092 | -85.9278 | SERC | TVA | Tennessee Valley Authority | Guntersville Reservoir | 22 | RE | 1 | Electric Utility |  | N |  | N |  | N |  |  | X |  | Tennessee Valley Authority | 18642 | AL | 161
18642 | Tennessee Valley Authority | 6151 | Raccoon Mountain | Cummings Highway | Chattanooga | TN | 37419 | Hamilton | 35.0558 | -85.3879 | SERC | TVA | Tennessee Valley Authority | Tennessee River Nickajack Rese | 22 | RE | 1 | Electric Utility |  | N |  | N |  | N |  |  | X |  | Tennessee Valley Authority | 18642 | TN | 161
18642 | Tennessee Valley Authority | 6152 | Sequoyah | Sequoyah Rd. PO Box 2000 | Soddy Daisy | TN | 37379 | Hamilton | 35.2267 | -85.0917 | SERC | TVA | Tennessee Valley Authority | Chickamauga Reservoir | 22 | RE | 1 | Electric Utility |  | N |  | N |  | N |  |  | X |  | Tennessee Valley Authority | 18642 | TN | 500
19436 | Union Electric Co - (MO) | 6153 | Callaway | Route CC | Fulton | MO | 65251 | Callaway | 38.7589 | -91.7788 | SERC | MISO | Midcontinent Independent Transmission System Operator, Inc.. | Missouri River | 22 | RE | 1 | Electric Utility |  | N |  | N |  | N |  |  | X |  | Union Electric Co - (MO) | 19436 | MO | 345
19436 | Union Electric Co - (MO) | 6155 | Rush Island | 100 Big Hollow Road | Festus | MO | 63028 | Jefferson | 38.1312 | -90.2632 | SERC | MISO | Midcontinent Independent Transmission System Operator, Inc.. | Mississippi River | 22 | RE | 1 | Electric Utility |  | N |  | N |  | N |  | Y | N | OP | Union Electric Co - (MO) | 19436 | MO | 345
15452 | PSEG Power Connecticut LLC | 6156 | New Haven Harbor | 1 Waterfront Street | New Haven | CT | 6512 | New Haven | 41.284 | -72.9043 | NPCC | ISNE | ISO New England Inc. | New Haven Harbor | 22 | NR | 2 | IPP Non-CHP |  | N |  | N |  | Y | 03-25-000 | N | X |  | United Illuminating Co | 19497 | CT | 115 |  |  | Southern Connecticut Gas
2518 | U S Bureau of Reclamation | 6158 | New Melones | n/a | Jamestown | CA | 95376 | Tuolumne | 37.9469 | -120.5282 | WECC | WALC | Western Area Power Administration - Desert Southwest Region | Stanislaus River | 22 | RE | 1 | Electric Utility |  | N |  | N |  | N |  |  | X |  | WAPA-- Western Area Power Administration | 27000 | CA | 230
2518 | U S Bureau of Reclamation | 6159 | Crystal | n/a | Montrose | CO | 81401 | Montrose | 38.5106 | -107.6253 | WECC | WACM | Western Area Power Administration - Rocky Mountain Region | Crystal Reservoir-Gunnison Riv | 22 | RE | 1 | Electric Utility |  | N |  | N |  | N |  |  | X |  | WAPA-- Western Area Power Administration | 27000 | CO | 120.75
2518 | U S Bureau of Reclamation | 6163 | Grand Coulee | n/a | Grand Coulee | WA | 99133 | Grant | 47.9575 | -118.9773 | WECC | BPAT | Bonneville Power Administration | Columbia River | 22 | RE | 1 | Electric Utility |  | N |  | N |  | N |  |  | X |  | Bonneville Power Administration | 1738 | WA | 525
14354 | PacifiCorp | 6165 | Hunter | UT Hwy 10, S. of Castle Dale | Castle Dale | UT | 84513 | Emery | 39.1747 | -111.0289 | WECC | PACE | PacifiCorp - East | Cottonwood Creek | 22 | RE | 1 | Electric Utility |  | N |  | N |  | N |  | N | X |  | PacifiCorp | 14354 | UT | 345
9324 | Indiana Michigan Power Co | 6166 | Rockport | 2791 North US Route 231 | Rockport | IN | 47635 | Spencer | 37.9256 | -87.0372 | RFC | PJM | PJM Interconnection, LLC | Ohio River | 22 | RE | 1 | Electric Utility |  | N |  | N |  | N |  | Y | Y | OP | Indiana Michigan Power Co | 9324 | IN | 765
19876 | Virginia Electric & Power Co | 6167 | Bath County | 316 Power Station Road | Warm Springs | VA | 24484 | Bath | 38.2089 | -79.8 | SERC | PJM | PJM Interconnection, LLC | Back Creek | 22 | RE | 1 | Electric Utility |  | N |  | N |  | N |  | N | X |  | Virginia Electric & Power Co | 19876 | VA | 500
19876 | Virginia Electric & Power Co | 6168 | North Anna | P.O. Box 402, End of Rt. 700 | Mineral | VA | 23117 | Louisa | 38.06 | -77.7897 | SERC | PJM | PJM Interconnection, LLC | North Anna River | 22 | RE | 1 | Electric Utility |  | N |  | N |  | N |  | N | X |  | Virginia Electric & Power Co | 19876 | VA | 500
20847 | Wisconsin Electric Power Co | 6170 | Pleasant Prairie | 8000 95th Street | Pleasant Prairie | WI | 53158 | Kenosha | 42.5381 | -87.9033 | RFC | MISO | Midcontinent Independent Transmission System Operator, Inc.. | Lake Michigan | 22 | RE | 1 | Electric Utility |  | N |  | N |  | N |  | N | X |  | American Transmission Co | 659 | WI | 345 |  |  | ANR
19462 | USCE-Nashville District | 6171 | Laurel Dam | 2060 Power Plant Road | London | KY | 40744 | Laurel | 36.9614 | -84.27 | SERC | PJM | PJM Interconnection, LLC | Laurel River | 22 | RE | 1 | Electric Utility |  | N |  | N |  | N |  | N | X |  | East Kentucky Power Coop, Inc | 5580 |  | 161
19400 | USACE Northwestern Division | 6172 | Libby | 17115 Highway No. 37 | Libby | MT | 59923 | Lincoln | 48.4098 | -115.3143 | WECC | BPAT | Bonneville Power Administration | Kootenai River | 22 | RE | 1 | Electric Utility |  | N |  | N |  | N |  |  | X |  | Bonneville Power Administration | 1738 | MT | 230
19400 | USACE Northwestern Division | 6174 | Lost Creek | 100 Cole M. Rivers Drive | Trail | OR | 97541 | Jackson | 42.6717 | -122.6772 | WECC | PACW | PacifiCorp - West | Rogue River | 22 | RE | 1 | Electric Utility |  | N |  | N |  | N |  |  | X |  | PacifiCorp | 14354 | OR | 115
19400 | USACE Northwestern Division | 6175 | Lower Granite | 885 Almota Ferry Road | Pomeroy | WA | 99347 | Whitman | 46.6595 | -117.4294 | WECC | BPAT | Bonneville Power Administration | Snake And Columbia Rivers | 22 | RE | 1 | Electric Utility |  | N |  | N |  | N |  |  | X |  | Bonneville Power Administration | 1738 | WA | 500
16572 | Salt River Project | 6177 | Coronado | Hwy 191 7 miles nof St. Johns | St Johns | AZ | 85936 | Apache | 34.5789 | -109.2708 | WECC | SRP | Salt River Project | Wells | 22 | RE | 1 | Electric Utility |  | N |  | N |  | N |  | Y | N | OP | Salt River Project | 16572 | AZ | 500
56570 | Coleto Creek Power LP | 6178 | Coleto Creek | FM 2987 off Hwy 59 | Fannin | TX | 77960 | Goliad | 28.7128 | -97.2142 | TRE | ERCO | Electric Reliability Council of Texas, Inc. | Coleto Creek Reservoir | 22 | NR | 2 | IPP Non-CHP |  | N |  | N |  | Y | 04-55-000 | Y | Y | OP | Oncor Electric Delivery Company LLC | 44372 | TX | 138
11269 | Lower Colorado River Authority | 6179 | Fayette Power Project | 6549 Power Plant Rd. | La Grange | TX | 78945 | Fayette | 29.9172 | -96.7506 | TRE | ERCO | Electric Reliability Council of Texas, Inc. | Fayette County Lake | 22 | RE | 1 | Electric Utility |  | N |  | N |  | N |  | N | X |  | Lower Colorado River Authority | 11269 |  | 345
57097 | Oak Grove Management Co LLC | 6180 | Oak Grove (TX) | P.O. Box 558 | Franklin | TX | 77856 | Robertson | 31.1803 | -96.4866 | TRE | ERCO | Electric Reliability Council of Texas, Inc. | Twin Oak Reservoir | 22 | NR | 2 | IPP Non-CHP |  | N |  | N |  | N |  | N | X |  | Oncor Electric Delivery Company LLC | 44372 | TX | 345 |  |  | ETC Katy Pipeline, Ltd.
16604 | City of San Antonio - (TX) | 6181 | J T Deely | 12940 US Hwy 181 South | San Antonio | TX | 78263 | Bexar | 29.3081 | -98.3228 | TRE | ERCO | Electric Reliability Council of Texas, Inc. | San Antonio River | 22 | RE | 1 | Electric Utility |  | N |  | N |  | N |  | Y | N | OP | City of San Antonio - (TX) | 16604 | TX | 138 |  |  | Interprise Texas Pipeline
16624 | San Miguel Electric Coop, Inc | 6183 | San Miguel | 6200 FM 3387 | Christine | TX | 78012 | Atascosa | 28.7044 | -98.4775 | TRE | ERCO | Electric Reliability Council of Texas, Inc. | Wells | 22 | RE | 1 | Electric Utility |  | N |  | N |  | N |  | Y | Y | OP | South Texas Electric Coop, Inc | 17583 | TX | 345
195 | Alabama Power Co | 6188 | Harris Dam | 2671 County Road 100 | Lineville | AL | 36266 | Randolph | 33.2583 | -85.616 | SERC | SOCO | Southern Company Services, Inc. - Trans | Tallapoosa River | 22 | RE | 1 | Electric Utility |  | N |  | N |  | N |  | N | X |  | Alabama Power Co | 195 | AL | 115
13994 | Oglethorpe Power Corporation | 6189 | Rocky Mountain Hydroelectric Plant | 4050 Big Texas Valley Rd | Rome | GA | 30165 | Floyd | 34.3555 | -85.3039 | SERC | SOCO | Southern Company Services, Inc. - Trans | Heath Creek | 22 | RE | 1 | Electric Utility |  | N |  | N |  | N |  |  | X |  | Georgia Transmission Corp | 7197 | GA | 230 |  |  | Sonat
3265 | Cleco Power LLC | 6190 | Brame Energy Center | 275 Rodemacher Rd | Lena | LA | 71447 | Rapides | 31.395 | -92.7167 | SPP | MISO | Midcontinent Independent Transmission System Operator, Inc.. | Rodemacher Lake | 22 | RE | 1 | Electric Utility |  | N |  | N |  | N |  | Y | Y | OP | Cleco Power LLC | 3265 | LA | 230 |  |  | Trunkline Gas Company Energy Transfer Company Enlink Gas Marketing Company Enlink Midstream Company
189 | PowerSouth Energy Cooperative | 6192 | Portland (FL) | C-6 Radar Site Eglin AFB | Eglin AFB | FL | 32542 | Walton | 30.5736 | -86.2158 | SERC | AEC | PowerSouth Energy Cooperative |  | 22 | RE | 1 | Electric Utility |  | N |  | N |  | N |  |  | X |  | PowerSouth Energy Cooperative | 189 | AL | 115
17718 | Southwestern Public Service Co | 6193 | Harrington | 8400 N.Lakeside Dr. | Amarillo | TX | 79108 | Potter | 35.2982 | -101.7472 | SPP | SWPP | Southwest Power Pool | Municipality | 22 | RE | 1 | Electric Utility |  | N |  | N |  | N |  | N | X |  | Southwestern Public Service Co | 17718 | TX | 230 |  |  | Oneok Westex
17718 | Southwestern Public Service Co | 6194 | Tolk | 9m E. of Muleshoe on Hwy 70 | Muleshoe | TX | 79371 | Lamb | 34.1865 | -102.57 | SPP | SWPP | Southwest Power Pool | Wells | 22 | RE | 1 | Electric Utility |  | N |  | N |  | N |  | N | X |  | Southwestern Public Service Co | 17718 | TX | 230 |  |  | Oneok Westex
17833 | City Utilities of Springfield - (MO) | 6195 | John Twitty Energy Center | 5100 W Farm Road 164 | Springfield | MO | 65807 | Greene | 37.1517 | -93.388 | SPP | SWPP | Southwest Power Pool | SW Wastewater Treatment Plant | 22 | RE | 1 | Electric Utility |  | N |  | N |  | N |  | Y | Y | OS | City Utilities of Springfield - (MO) | 17833 | MO | 161 |  |  | Southern Star
3255 | California Dept. of Water Resources | 6196 | W E Warne | 3 MI. E. of Smokey Bear Rd. | Gorman | CA | 93243 | Los Angeles | 34.6853 | -118.7881 | WECC | CISO | California Independent System Operator | Water From Penstocks Ca Aquedu | 22 | RE | 1 | Electric Utility |  | N |  | N |  | N |  |  | X |  | Southern California Edison Co | 17609 | CA | 220
3413 | PUD No 1 of Chelan County | 6200 | Rock Island | Rock Island Dam | Wenatchee | WA | 98801 | Chelan | 47.3461 | -120.0917 | WECC | CHPD | Public Utility District No. 1 of Chelan County | Columbia River | 22 | RE | 1 | Electric Utility |  | N |  | N |  | N |  |  | X |  | PUD No 1 of Chelan County | 3413 | WA | 115
16868 | City of Seattle - (WA) | 6202 | Ross | 500 Newhalem Street | Rockport | WA | 98283 | Whatcom | 48.7326 | -121.0679 | WECC | SCL | Seattle City Light | Skagit River | 22 | RE | 1 | Electric Utility |  | N |  | N |  | N |  | N | X |  | City of Seattle - (WA) | 16868 | WA | 230
1307 | Basin Electric Power Coop | 6204 | Laramie River Station | Hwy 320 | Wheatland | WY | 82201 | Platte | 42.1089 | -104.8825 | WECC | WACM | Western Area Power Administration - Rocky Mountain Region | Grayrocks Dam Laramie River | 22 | RE | 1 | Electric Utility |  | N |  | N |  | N |  | Y | Y | OP | Basin Electric Power Coop | 1307 | WY | 345
15466 | Public Service Co of Colorado | 6206 | Tacoma | #240 Electra Lake East | Durango | CO | 81301 | La Plata | 37.5237 | -107.7828 | WECC | WACM | Western Area Power Administration - Rocky Mountain Region | Electra Lake | 22 | RE | 1 | Electric Utility |  | N |  | N |  | N |  | N | X |  | Tri-State G & T Assn, Inc | 30151 |  | 46
15466 | Public Service Co of Colorado | 6207 | Ames Hydro | 650 Ames Rd. | Ophir | CO | 81426 | San Miguel | 37.866 | -107.8831 | WECC | WACM | Western Area Power Administration - Rocky Mountain Region | Trout Lake & Lake Hope | 22 | RE | 1 | Electric Utility |  | N |  | N |  | N |  | N | X |  | Tri-State G & T Assn, Inc | 30151 |  | 115
2518 | U S Bureau of Reclamation | 6208 | Mount Elbert | n/a | Twin Lakes | CO | 80461 | Lake | 39.0942 | -106.3523 | WECC | WACM | Western Area Power Administration - Rocky Mountain Region | Fryingpan River | 22 | RE | 1 | Electric Utility |  | N |  | N |  | N |  |  | X |  | WAPA-- Western Area Power Administration | 27000 | CO | 230
20169 | Avista Corp | 6210 | Northeast (WA) | 8400 N. Regal | Spokane | WA | 99207 | Spokane | 47.7351 | -117.3705 | WECC | AVA | Avista Corporation |  | 22 | RE | 1 | Electric Utility |  | N |  | N |  | N |  | N | X |  | Avista Corp | 20169 | WA | 115 |  |  | Gas Transmission North West
54803 | Dynegy Oakland, LLC | 6211 | Dynegy Oakland Power Plant | 50 Martin Luther King Jr. Way | Oakland | CA | 94607 | Alameda | 37.7968 | -122.2819 | WECC | CISO | California Independent System Operator |  | 22 | NR | 2 | IPP Non-CHP |  | N |  | N |  | Y | 98-68-000 |  | X |  | Pacific Gas & Electric Co | 14328 | CA | 115
14328 | Pacific Gas & Electric Co | 6212 | Mobile GT | Buhne Pt. 1000 King Salmon Ave | Eureka | CA | 95503 | Humboldt | 40.7414 | -124.2103 | WECC | CISO | California Independent System Operator |  | 22 | RE | 1 | Electric Utility |  | N |  | N |  | N |  |  | X |  | Pacific Gas & Electric Co | 14328 | CA | 115
9267 | Hoosier Energy R E C, Inc | 6213 | Merom | 5500 W. Old 54 | Sullivan | IN | 47882 | Sullivan | 39.0694 | -87.5108 | RFC | MISO | Midcontinent Independent Transmission System Operator, Inc.. | Turtle Creek Reservoir | 22 | RE | 1 | Electric Utility |  | N |  | N |  | N |  | N | X |  | Hoosier Energy R E C, Inc | 9267 |  | 345
5529 | City of Durant - (IA) | 6220 | Durant | 601 4th St | Durant | IA | 52747 | Cedar | 41.5998 | -90.912 | MRO | MISO | Midcontinent Independent Transmission System Operator, Inc.. | Wells | 22 | RE | 1 | Electric Utility |  | N |  | N |  | N |  | N | X |  | City of Durant - (IA) | 5529 | IA | 2.4 | 12.4 |  | MidAmerican
5860 | Empire District Electric Co | 6223 | Empire Energy Center | 2537 Fir Road | Sarcoxie | MO | 64862 | Jasper | 37.1385 | -94.1041 | SPP | SWPP | Southwest Power Pool |  | 22 | RE | 1 | Electric Utility |  | N |  | N |  | N |  | N | X |  | Empire District Electric Co | 5860 | MO | 161 |  |  | Southern Star
9667 | City of Jasper - (IN) | 6225 | Jasper 2 | 1163 E. 15th STREET | Jasper | IN | 47547 | Dubois | 38.4004 | -86.9146 | RFC | MISO | Midcontinent Independent Transmission System Operator, Inc.. | Municipality | 22 | RE | 1 | Electric Utility |  | N |  | N |  | N |  | N | X |  | City of Jasper - (IN) | 9667 | IN | 69 |  |  | Jasper Utility Gas Deptartment
13337 | Nebraska Public Power District | 6229 | Mobile | 1215 West Hwy 34 | York | NE | 68467 | York | 40.883 | -97.6014 | MRO | SWPP | Southwest Power Pool | Mounted Reservoir | 22 | RE | 1 | Electric Utility |  | N |  | N |  | N |  |  | X |  | Nebraska Public Power District | 13337 | NE | 2.4
13781 | Northern States Power Co - Minnesota | 6231 | Apple River | 2040 Cty Rd 1 | Somerset | WI | 54025 | St Croix | 45.1576 | -92.7162 | MRO | MISO | Midcontinent Independent Transmission System Operator, Inc.. | Apple River | 22 | RE | 1 | Electric Utility |  | N |  | N |  | N |  | N | X |  | Northern States Power Co | 13780 | WI | 23.9
40307 | Prairie Power, Inc | 6237 | Pittsfield | Highway 107 North | Pittsfield | IL | 62363 | Pike | 39.6436 | -90.6353 | SERC | MISO | Midcontinent Independent Transmission System Operator, Inc.. | Municipality | 22 | RE | 1 | Electric Utility |  | N |  | N |  | N |  | N | X |  | Prairie Power, Inc | 40307 | IL | 69
40307 | Prairie Power, Inc | 6238 | Pearl Station | Route 100 South | Pearl | IL | 62361 | Pike | 39.4492 | -90.6141 | SERC | MISO | Midcontinent Independent Transmission System Operator, Inc.. | Illinois River | 22 | RE | 1 | Electric Utility |  | N |  | N |  | N |  | Y | Y | OS | Prairie Power, Inc | 40307 |  | 69
2442 | City of Bryan - (TX) | 6243 | Dansby | 8181 Mumford Road | Bryan | TX | 77807 | Brazos | 30.7217 | -96.4608 | TRE | ERCO | Electric Reliability Council of Texas, Inc. | Lake Bryan | 22 | RE | 1 | Electric Utility |  | N |  | N |  | N |  | N | X |  | City of Bryan - (TX) | 2442 | TX | 69 |  |  | Enterprise Texas Pipeline, LLC
6452 | Florida Power & Light Co | 6246 | Putnam | 392 US Hwy 17 South | East Palatka | FL | 32031 | Putnam | 29.6283 | -81.5851 | FRCC | FPL | Florida Power & Light Company | St. Johns River | 22 | RE | 1 | Electric Utility |  | N |  | N |  | N |  |  | X |  | Florida Power & Light Co | 6452 | FL | 230 |  |  | Florida Gas Transmisison
15466 | Public Service Co of Colorado | 6248 | Pawnee | 14940 County Road 24 | Brush | CO | 80723 | Morgan | 40.2217 | -103.6803 | WECC | PSCO | Public Service Company of Colorado | wells | 22 | RE | 1 | Electric Utility |  | N |  | N |  | N |  | Y | Y | OS | Public Service Co of Colorado | 15466 | CO | 230 |  |  | PSCO
17543 | South Carolina Public Service Authority | 6249 | Winyah | 3097 Penny Royal Road | Georgetown | SC | 29440 | Georgetown | 33.3318 | -79.3572 | SERC | SC | South Carolina Public Service Authority | Wadmacon Creek | 22 | RE | 1 | Electric Utility |  | N |  | N |  | N |  | Y | N | OP | South Carolina Public Service Authority | 17543 | SC | 230
3046 | Duke Energy Progress - (NC) | 6250 | Mayo | 10660 Boston Road | Roxboro | NC | 27573 | Person | 36.5278 | -78.8917 | SERC | CPLE | Progress Energy Carolinas - EAST | Mayo Lake (Mayo Creek) | 22 | RE | 1 | Electric Utility |  | N |  | N |  | N |  | Y | N | OP | Duke Energy Progress - (NC) | 3046 | NC | 500
21535 | STP Nuclear Operating Co | 6251 | South Texas Project | 8 mi. W. of Wadsworth on FM521 | Wadsworth | TX | 77483 | Matagorda | 28.795 | -96.0481 | TRE | ERCO | Electric Reliability Council of Texas, Inc. | Colorado River | 22 | NR | 2 | IPP Non-CHP |  | N |  | N |  | N |  |  | X |  | Austin Energy | 1015 | TX | 256
20847 | Wisconsin Electric Power Co | 6253 | Germantown | N96 W192898 County Line Road | Germantown | WI | 53022 | Washington | 43.1952 | -88.1496 | RFC | MISO | Midcontinent Independent Transmission System Operator, Inc.. |  | 22 | RE | 1 | Electric Utility |  | N |  | N |  | N |  | N | X |  | American Transmission Co | 659 | WI | 138 |  |  | ANR
9417 | Interstate Power and Light Co | 6254 | Ottumwa | 20775 Power Plant Road | Ottumwa | IA | 52501 | Wapello | 41.0961 | -92.5558 | MRO | MISO | Midcontinent Independent Transmission System Operator, Inc.. | Des Moines River | 22 | RE | 1 | Electric Utility |  | N |  | N |  | N |  | Y | N | OP | ITC Midwest LLC | 56161 |  | 161
7140 | Georgia Power Co | 6257 | Scherer | 10986 Highway 87 | Juliette | GA | 31046 | Monroe | 33.0606 | -83.8075 | SERC | SOCO | Southern Company Services, Inc. - Trans | Lake Juliette | 22 | RE | 1 | Electric Utility |  | N |  | N |  | N |  | Y | N | OP | Georgia Power Co | 7140 | GA | 500
7140 | Georgia Power Co | 6258 | Wilson | 7821 River Road | Waynesboro | GA | 30830 | Burke | 33.1377 | -81.7483 | SERC | SOCO | Southern Company Services, Inc. - Trans |  | 22 | RE | 1 | Electric Utility |  | N |  | N |  | N |  | N | X |  | Georgia Power Co | 7140 | GA | 230
733 | Appalachian Power Co | 6264 | Mountaineer | State Route 62 | New Haven | WV | 25265 | Mason | 38.9794 | -81.9344 | RFC | PJM | PJM Interconnection, LLC | Ohio River | 22 | RE | 1 | Electric Utility |  | N |  | N |  | N |  | Y | N | OP | Appalachian Power Co | 733 | WV | 765
14354 | PacifiCorp | 6265 | Swift 2 | Hwy 503, 2 Mi E of Cougar | Cougar | WA | 98616 | Cowlitz | 46.0594 | -122.2594 | WECC | PACW | PacifiCorp - West | Lewis River | 22 | RE | 1 | Electric Utility |  | N |  | N |  | N |  |  | X |  | PacifiCorp | 14354 | WA | 230
5860 | Empire District Electric Co | 6280 | Ozark Beach | 3292 State Hwy Y | Forsyth | MO | 65653 | Taney | 36.659 | -93.1235 | SERC | SWPP | Southwest Power Pool | White River | 22 | RE | 1 | Electric Utility |  | N |  | N |  | N |  | N | X |  | Empire District Electric Co | 5860 | MO | 161
10433 | Kodiak Electric Assn Inc | 6281 | Kodiak | 615 Sargent St. | Kodiak | AK | 99615 | Kodiak Island | 57.79 | -152.397 | ASCC |  |  | Municipality | 22 | RE | 1 | Electric Utility |  | N |  | N |  | N |  | N | X |  | Kodiak Electric Assn Inc | 10433 | AK | 67
10433 | Kodiak Electric Assn Inc | 6282 | Port Lions | 20 miles west of Kodiak | Port Lions | AK | 99660 | Kodiak Island | 57.8648 | -152.8554 | ASCC |  |  | Municipality | 22 | RE | 1 | Electric Utility |  | N |  | N |  | N |  | N | X |  | Kodiak Electric Assn Inc | 10433 | AK | 12.47
19558 | Homer Electric Assn Inc | 6283 | Seldovia | 270 Winifred Avenue | Seldovia | AK | 99663 | Kenai Peninsula | 59.4395 | -151.7134 | ASCC |  | Chugach Electric Assn Inc |  | 22 | RE | 1 | Electric Utility |  | N |  | N |  | N |  |  | X |  | Homer Electric Assn Inc | 19558 | AK | 12.4
7353 | Golden Valley Elec Assn Inc | 6285 | North Pole | 1150 H&H Lane | North Pole | AK | 99705 | Fairbanks North Star | 64.7356 | -147.3481 | ASCC |  |  |  | 22 | RE | 1 | Electric Utility |  | N |  | N |  | N |  | N | X |  | Golden Valley Elec Assn Inc | 7353 | AK | 138
7353 | Golden Valley Elec Assn Inc | 6286 | Fairbanks | 758 Illinois Street | Fairbanks | AK | 99701 | Fairbanks North Star | 64.8542 | -147.7194 | ASCC |  |  |  | 22 | RE | 1 | Electric Utility |  | N |  | N |  | N |  | N | X |  | Golden Valley Elec Assn Inc | 7353 | AK | 69
7353 | Golden Valley Elec Assn Inc | 6288 | Healy | 2.5 Mile Healy Spur Road | Healy | AK | 99743 | Denali | 63.8542 | -148.95 | ASCC |  |  | Nenana River | 22 | RE | 1 | Electric Utility |  | N |  | N |  | N |  | Y | N | OP | Golden Valley Elec Assn Inc | 7353 | AK | 138
3522 | Chugach Electric Assn Inc | 6291 | Cooper Lake | Mile 12 Snug Harbor Road | Cooper Landing | AK | 99572 | KENAI PENINSULA | 60.3923 | -149.6656 | ASCC |  | Chugach Electric Assn Inc | Cooper Lake | 22 | RE | 1 | Electric Utility |  | N |  | N |  | N |  | N | X |  | Chugach Electric Assn Inc | 3522 | AK | 69
19558 | Homer Electric Assn Inc | 6292 | Bernice Lake | 53318 Chevron Refinery Road | Nikiski | AK | 99635 | Kenai Peninsula | 60.6935 | -151.3874 | ASCC |  | Chugach Electric Assn Inc |  | 22 | RE | 1 | Electric Utility |  | N |  | N |  | N |  |  | X |  | Alaska Electric & Energy Coop | 49803 |  | 69 | 115 |  | Enstar
3522 | Chugach Electric Assn Inc | 6293 | International | 5601 Electron Dr. | Anchorage | AK | 99518 | Anchorage | 61.169 | -149.911 | ASCC |  | Chugach Electric Assn Inc |  | 22 | RE | 1 | Electric Utility |  | N |  | N |  | N |  | N | X |  | Chugach Electric Assn Inc | 3522 | AK | 138 |  |  | Alaska Pipeline Company
40548 | Unalakleet Valley Elec Coop | 6299 | Unalakleet | 186 Main Street | Unalakleet | AK | 99684 | Nome | 63.8768 | -160.7904 | ASCC |  |  |  | 22 | RE | 1 | Electric Utility |  | N |  | N |  | N |  | N | X |  | Unalakleet Valley Elec Coop | 40548 | AK | 4
13201 | Naknek Electric Assn, Inc | 6301 | Naknek | 1 School Road | Naknek | AK | 99633 | Bristol Bay | 58.7304 | -157.0072 | ASCC |  |  |  | 22 | RE | 1 | Electric Utility |  | N |  | N |  | N |  | N | X |  | Naknek Electric Assn, Inc | 13201 | AK | 7.2
12385 | Metlakatla Power & Light | 6302 | Purple Lake | Hatchery Road | Metlakatla | AK | 99926 | Prince of Wales Ketchikan | 55.0913 | -131.545 | ASCC |  |  | Purple Lake | 22 | RE | 1 | Electric Utility |  | N |  | N |  | N |  |  | X |  | Metlakatla Power & Light | 12385 | AK | 12.47
10451 | Kotzebue Electric Assn Inc | 6304 | Kotzebue | 245 4th Street | Kotzebue | AK | 99752 | NORTHWEST ARCTIC | 66.8378 | -162.5569 | ASCC |  |  |  | 22 | RE | 1 | Electric Utility | N | N |  | N |  | N |  | N | X |  | Kotzebue Electric Assn Inc | 10451 | AK | 7.2
4329 | Copper Valley Elec Assn, Inc | 6305 | Glennallen | mile post 187 Glenn highway | Glennallen | AK | 99588 | Valdez Cordova | 62.1104 | -145.5325 | ASCC |  |  | Well | 22 | RE | 1 | Electric Utility |  | N |  | N |  | N |  | N | X |  | Copper Valley Elec Assn, Inc | 4329 | AK | 138 | 14.4
4329 | Copper Valley Elec Assn, Inc | 6306 | Valdez | 527 West Egan | Valdez | AK | 99686 | Valdez Cordova | 61.1303 | -146.3647 | ASCC |  |  |  | 22 | RE | 1 | Electric Utility |  | N |  | N |  | N |  | N | X |  | Copper Valley Elec Assn, Inc | 4329 | AK | 138 | 14.4
221 | Alaska Village Elec Coop, Inc | 6311 | Chevak | 14 Utility Drive | Chevak | AK | 99563 | Bethel | 61.4794 | -165.4994 | ASCC |  |  |  | 22 | RE | 1 | Electric Utility |  | N |  | N |  | N |  |  | X |  | Alaska Village Elec Coop, Inc | 221 | AK | 12.5
221 | Alaska Village Elec Coop, Inc | 6314 | Emmonak | 07 Utility Drive | Emmonak | AK | 99581 | Bethel | 62.7777 | -164.5315 | ASCC |  |  |  | 22 | RE | 1 | Electric Utility |  | N |  | N |  | N |  |  | X |  | Alaska Village Elec Coop, Inc | 221 | AK | 12.5
221 | Alaska Village Elec Coop, Inc | 6319 | Hooper Bay | 08 Utility Drive | Hooper Bay | AK | 99604 | Bethel | 61.5309 | -166.1019 | ASCC |  |  |  | 22 | RE | 1 | Electric Utility |  | N |  | N |  | N |  |  | X |  | Alaska Village Elec Coop, Inc | 221 | AK | 12.5
221 | Alaska Village Elec Coop, Inc | 6323 | Kiana | 01 Utility Drive | Kiana | AK | 99749 | Northwest Arctic | 66.9739 | -160.4286 | ASCC |  |  |  | 22 | RE | 1 | Electric Utility |  | N |  | N |  | N |  |  | X |  | Alaska Village Elec Coop, Inc | 221 | AK | 12.5
221 | Alaska Village Elec Coop, Inc | 6329 | Mountain Village | 68 Utility Drive | Moutain Village | AK | 99632 | Bethel | 62.0856 | -163.7291 | ASCC |  |  |  | 22 | RE | 1 | Electric Utility |  | N |  | N |  | N |  |  | X |  | Alaska Village Elec Coop, Inc | 221 | AK | 12.5
221 | Alaska Village Elec Coop, Inc | 6330 | Noorvik | 02 Utility Drive | Noorvik | AK | 99763 | Northwest Arctic | 66.8345 | -161.0387 | ASCC |  |  |  | 22 | RE | 1 | Electric Utility |  | N |  | N |  | N |  |  | X |  | Alaska Village Elec Coop, Inc | 221 | AK | 12.5
221 | Alaska Village Elec Coop, Inc | 6333 | Nunapitchuk | 09 Utility Drive | Nunapitchuk | AK | 99641 | Bethel | 60.8753 | -162.4533 | ASCC |  |  |  | 22 | RE | 1 | Electric Utility |  | N |  | N |  | N |  |  | X |  | Alaska Village Elec Coop, Inc | 221 | AK | 12.5
221 | Alaska Village Elec Coop, Inc | 6338 | St Marys IC | 26 Utility Drive | St Marys | AK | 99658 | Bethel | 62.0515 | -163.1726 | ASCC |  |  |  | 22 | RE | 1 | Electric Utility |  | N |  | N |  | N |  |  | X |  | Alaska Village Elec Coop, Inc | 221 | AK | 12.5
221 | Alaska Village Elec Coop, Inc | 6341 | Selawik | 03 Utility Drive | Selawik | AK | 99770 | Northwest Arctic | 66.6068 | -160.0148 | ASCC |  |  |  | 22 | RE | 1 | Electric Utility |  | N |  | N |  | N |  |  | X |  | Alaska Village Elec Coop, Inc | 221 | AK | 12.5
221 | Alaska Village Elec Coop, Inc | 6345 | Shishmaref | 27 Utility Drive | Shishmaref | AK | 99772 | Nome | 66.2551 | -166.0736 | ASCC |  |  |  | 22 | RE | 1 | Electric Utility |  | N |  | N |  | N |  |  | X |  | Alaska Village Elec Coop, Inc | 221 | AK | 12.5
221 | Alaska Village Elec Coop, Inc | 6348 | Togiak | 10 Utility Drive | Togiak | AK | 99678 | Dillingham | 59.0597 | -160.3803 | ASCC |  |  |  | 22 | RE | 1 | Electric Utility |  | N |  | N |  | N |  |  | X |  | Alaska Village Elec Coop, Inc | 221 | AK | 12.5
8723 | City of Holland | 6356 | Sixth Street Gas Turbine | Sixth Street | Holland | MI | 49423 | Ottawa | 42.7926 | -86.1036 | RFC | MISO | Midcontinent Independent Transmission System Operator, Inc.. |  | 22 | RE | 1 | Electric Utility |  | N |  | N |  | N |  | N | X |  | City of Holland | 8723 | MI | 138
9130 | Hutchinson Utilities Comm | 6358 | Hutchinson Plant #2 | 1100 Industrial Blvd. | Hutchinson | MN | 55350 | McLeod | 44.8889 | -94.3493 | MRO | MISO | Midcontinent Independent Transmission System Operator, Inc.. | Municipality | 22 | RE | 1 | Electric Utility |  | N |  | N |  | N |  | N | X |  | Hutchinson Utilities Comm | 9130 | MN | 69 |  |  | Hutchinson Utilities. TRIMD between CS12 and CS13 on Northern Border Pipeline.
6169 | Fall River Rural Elec Coop Inc | 6359 | Felt | 1300 N. | Felt | ID | 83424 | Teton | 43.9135 | -111.2833 | WECC | PACE | PacifiCorp - East | Teton River | 22 | RE | 1 | Electric Utility |  | N |  | N |  | N |  |  | X |  | PacifiCorp | 14354 | ID | 25
3828 | Cloverland Electric Co-op | 6369 | Detour | 836 Hwy M134 | Detour | MI | 49725 | Chippewa | 45.9836 | -83.9079 | RFC | MISO | Midcontinent Independent Transmission System Operator, Inc.. | Municipality | 22 | RE | 1 | Electric Utility |  | N |  | N |  | N |  | N | X |  | American Transmission Co | 659 | WI | 69
11018 | Lincoln Electric System | 6373 | Rokeby | 8000 SW 12 Street | Lincoln | NE | 68523 | Lancaster | 40.7316 | -96.7364 | MRO | SWPP | Southwest Power Pool | Well | 22 | RE | 1 | Electric Utility |  | N |  | N |  | N |  | N | X |  | Lincoln Electric System | 11018 | NE | 115 |  |  | Black Hills Energy
13683 | North Carolina El Member Corp | 6377 | Ocracoke | Odd Fellow Road | Ocracoke | NC | 27960 | Hyde | 35.1094 | -75.9797 | SERC | PJM | PJM Interconnection, LLC |  | 22 | RE | 1 | Electric Utility |  | N |  | N |  | N |  | N | X |  | Tideland Electric Member Corp | 19108 | NC | 12
56401 | NAEA Energy Massachusetts LLC | 6378 | Dwight | 165 Front St | Chicopee | MA | 1020 | Hampden | 42.1495 | -72.6109 | NPCC | ISNE | ISO New England Inc. | Chicopee River | 22 | NR | 2 | IPP Non-CHP |  | N |  | N |  | N |  | N | X |  | Western Massachusetts Electric Company | 20455 | MA | 13.8
56401 | NAEA Energy Massachusetts LLC | 6379 | Indian Orchard | 34-40 Front St | Indian Orchard | MA | 1151 | Hampden | 42.161 | -72.5076 | NPCC | ISNE | ISO New England Inc. | Chicopee River | 22 | NR | 2 | IPP Non-CHP |  | N |  | N |  | N |  | N | X |  | Western Massachusetts Electric Company | 20455 | MA | 13.8 |  |  | TGPL
58185 | FirstLight Power Resources, Inc. - MA | 6388 | Turners Falls | I Street | Montague | MA | 1376 | Franklin | 42.608 | -72.5615 | NPCC | ISNE | ISO New England Inc. | Connecticut River | 22 | NR | 2 | IPP Non-CHP |  | N |  | N |  | Y | 00-94-000 | N | X |  | Western Massachusetts Electric Company | 20455 | MA | 13.8
84 | A & N Electric Coop | 6390 | Tangier | 4463 Janders Rd | Tangier | VA | 23440 | Accomack | 37.8277 | -75.9915 | RFC | PJM | PJM Interconnection, LLC | Wells | 22 | RE | 1 | Electric Utility |  | N |  | N |  | N |  | N | X |  | A & N Electric Coop | 84 | VA | 12.47
84 | A & N Electric Coop | 6391 | Smith Island | 20697 Caleb Jones Rd | Ewell | MD | 21824 | Somerset | 37.9933 | -76.0353 | RFC | PJM | PJM Interconnection, LLC | Wells | 22 | RE | 1 | Electric Utility |  | N |  | N |  | N |  | N | X |  | A & N Electric Coop | 84 | MD | 12.47
11273 | Lower Valley Energy Inc | 6393 | Strawberry Creek | 5698 Strawberry Creek Rd | Bedford | WY | 83112 | LINCOLN | 42.9051 | -110.8934 | WECC | BPAT | Bonneville Power Administration | Strawberry Creek | 22 | RE | 1 | Electric Utility |  | N |  | N |  | N |  | N | X |  | Lower Valley Energy Inc | 11273 | WY | 7.2
11273 | Lower Valley Energy Inc | 6394 | Swift Creek | 2nd and Monroe St | Afton | WY | 83110 | LINCOLN | 42.7284 | -110.9166 | WECC | BPAT | Bonneville Power Administration | Swift Creek | 22 | RE | 1 | Electric Utility |  | N |  | N |  | N |  | N | X |  | Lower Valley Energy Inc | 11273 | WY | 7.2
2518 | U S Bureau of Reclamation | 6395 | Anderson Ranch | n/a | Mountain Home | ID | 83647 | Elmore | 43.3571 | -115.4515 | WECC | BPAT | Bonneville Power Administration | South Fork Boise River | 22 | RE | 1 | Electric Utility |  | N |  | N |  | N |  |  | X |  | Bonneville Power Administration | 1738 | ID | 115
2518 | U S Bureau of Reclamation | 6396 | Black Canyon | n/a | Emmet | ID | 83617 | Gem | 43.9305 | -116.4372 | WECC | BPAT | Bonneville Power Administration | Payette River | 22 | RE | 1 | Electric Utility |  | N |  | N |  | N |  |  | X |  | Bonneville Power Administration | 1738 | ID | 66
2518 | U S Bureau of Reclamation | 6397 | Boise R Diversion | n/a | Boise | ID | 83706 | Ada | 43.5377 | -116.0938 | WECC | IPCO | Idaho Power Company | Boise River | 22 | RE | 1 | Electric Utility |  | N |  | N |  | N |  |  | X |  | Idaho Power Co | 9191 | ID | 34.5
2518 | U S Bureau of Reclamation | 6398 | Minidoka | n/a | Rupert | ID | 83350 | Minidoka | 42.6699 | -113.4832 | WECC | BPAT | Bonneville Power Administration | Snake River | 22 | RE | 1 | Electric Utility |  | N |  | N |  | N |  |  | X |  | Bonneville Power Administration | 1738 | ID | 138
2518 | U S Bureau of Reclamation | 6400 | Canyon Ferry | n/a | Helena | MT | 59601 | Lewis and Clark | 46.649 | -111.7279 | WECC | WAUW | Western Area Power Administration UGP West | Missouri River | 22 | RE | 1 | Electric Utility |  | N |  | N |  | N |  |  | X |  | WAPA-- Western Area Power Administration | 27000 | MT | 115
2518 | U S Bureau of Reclamation | 6402 | Elephant Butte | n/a | Truth or Consequence | NM | 87901 | Sierra | 33.1534 | -107.192 | WECC | WACM | Western Area Power Administration - Rocky Mountain Region | Rio Grande | 22 | RE | 1 | Electric Utility |  | N |  | N |  | N |  |  | X |  | WAPA-- Western Area Power Administration | 27000 | NM | 115
2518 | U S Bureau of Reclamation | 6403 | Green Springs | n/a | Columbia Falls | OR | 97520 | Jackson | 42.1212 | -122.5479 | WECC | BPAT | Bonneville Power Administration | Trans-Mountain Diversion | 22 | RE | 1 | Electric Utility |  | N |  | N |  | N |  |  | X |  | Bonneville Power Administration | 1738 | OR | 69
2518 | U S Bureau of Reclamation | 6404 | Deer Creek (UT) | n/a | Heber | UT | 84601 | Wasatch | 40.4044 | -111.5284 | WECC | WAUW | Western Area Power Administration UGP West | Deer Creek Reservoir | 22 | RE | 1 | Electric Utility |  | N |  | N |  | N |  |  | X |  | WAPA-- Western Area Power Administration | 27000 | UT | 43.8
2518 | U S Bureau of Reclamation | 6405 | Flaming Gorge | n/a | Dutch John | UT | 84023 | Daggett | 40.9146 | -109.4217 | WECC | WAUW | Western Area Power Administration UGP West | Flaming Gorge Reservoir-Green | 22 | RE | 1 | Electric Utility |  | N |  | N |  | N |  |  | X |  | WAPA-- Western Area Power Administration | 27000 | UT | 138
2518 | U S Bureau of Reclamation | 6406 | Chandler | n/a | Benton City | WA | 99320 | Benton | 46.2668 | -119.5898 | WECC | BPAT | Bonneville Power Administration | Yakima River | 22 | RE | 1 | Electric Utility |  | N |  | N |  | N |  |  | X |  | Bonneville Power Administration | 1738 | WA | 115
2518 | U S Bureau of Reclamation | 6407 | Roza | n/a | Yakima | WA | 98901 | Yakima | 46.6184 | -120.4778 | WECC | BPAT | Bonneville Power Administration | Yakima River | 22 | RE | 1 | Electric Utility |  | N |  | N |  | N |  |  | X |  | Bonneville Power Administration | 1738 | WA | 115
2518 | U S Bureau of Reclamation | 6408 | Heart Mountain | n/a | Cody | WY | 82414 | Park | 44.5138 | -109.1296 | WECC | WAUW | Western Area Power Administration UGP West | Shoshone River | 22 | RE | 1 | Electric Utility |  | N |  | N |  | N |  |  | X |  | WAPA-- Western Area Power Administration | 27000 | WY | 69
2518 | U S Bureau of Reclamation | 6409 | Alcova | n/a | Alcova | WY | 82620 | Natrona | 42.5484 | -106.7175 | WECC | WAUW | Western Area Power Administration UGP West | North Platte River | 22 | RE | 1 | Electric Utility |  | N |  | N |  | N |  |  | X |  | WAPA-- Western Area Power Administration | 27000 | WY | 115
9339 | International Bound & Wtr Comm | 6410 | Falcon Dam & Power | PO Bx 1, FM 2098 Reservoir Rd | Falcon Heights | TX | 78545 | Starr | 26.5575 | -99.1642 | TRE | ERCO | Electric Reliability Council of Texas, Inc. | Rio Grande | 22 | RE | 1 | Electric Utility |  | N |  | N |  | N |  | N | X |  | AEP Texas Central Company | 3278 | TX | 138
19449 | USACE-Fort Worth District | 6413 | Sam Rayburn Dam | Route 3 Box 486 | Jasper | TX | 75951 | Jasper | 31.0609 | -94.1062 | TRE | MISO | Midcontinent Independent Transmission System Operator, Inc.. | Angelina River | 22 | RE | 1 | Electric Utility |  | N |  | N |  | N |  |  | X |  | Entergy Texas Inc. | 55937 | TX | 138
19449 | USACE-Fort Worth District | 6414 | Whitney | 285 County Road 3602 | Clifton | TX | 76634 | Bosque | 31.8694 | -97.3667 | TRE | ERCO | Electric Reliability Council of Texas, Inc. | Brazos River | 22 | RE | 1 | Electric Utility |  | N |  | N |  | N |  |  | X |  | Brazos Electric Power Coop Inc | 2172 |  | 69
27470 | USCE-Tulsa District | 6415 | Broken Bow Dam | PO Box 730 | Broken Bow | OK | 74728 | McCurtain | 34.1388 | -94.6845 | SPP | SWPP | Southwest Power Pool | Mountain Fork River | 22 | RE | 1 | Electric Utility |  | N |  | N |  | N |  | N | X |  | Western Farmers Elec Coop, Inc | 20447 |  | 138
27470 | USCE-Tulsa District | 6416 | Denison | 351 Corps Rd | Denison | TX | 75020 | Grayson | 33.8181 | -96.5692 | TRE | ERCO | Electric Reliability Council of Texas, Inc. | Red River | 22 | RE | 1 | Electric Utility |  | N |  | N |  | N |  | N | X |  | Southwestern Power Administration | 17716 |  | 138
19462 | USCE-Nashville District | 6417 | Center Hill | 270 Lancaster Road | Lancaster | TN | 38569 | DeKalb | 36.0972 | -85.8274 | SERC | TVA | Tennessee Valley Authority | Caney Fork River | 22 | RE | 1 | Electric Utility |  | N |  | N |  | N |  | N | X |  | Tennessee Valley Authority | 18642 | TN | 161
19462 | USCE-Nashville District | 6418 | Cheatham | 2250 Cheatham Dam Road | Ashland City | TN | 37036 | Dickson | 36.3208 | -87.2219 | SERC | TVA | Tennessee Valley Authority | Cumberland River | 22 | RE | 1 | Electric Utility |  | N |  | N |  | N |  | N | X |  | Tennessee Valley Authority | 18642 | TN | 161
27470 | USCE-Tulsa District | 6419 | Eufaula Dam | Route 2, Box 9500 | Porum | OK | 74455 | Haskell | 35.3069 | -95.3572 | SPP | SPA | Southwestern Power Administration | Canadian River | 22 | RE | 1 | Electric Utility |  | N |  | N |  | N |  | N | X |  | Southwestern Power Administration | 17716 |  | 161
14354 | PacifiCorp | 6421 | Lemolo 2 | Nfd 34 Road | Toketee Falls | OR | 97447 | Douglas | 43.2806 | -122.4025 | WECC | PACW | PacifiCorp - West | North Umpqua River | 22 | RE | 1 | Electric Utility |  | N |  | N |  | N |  |  | X |  | PacifiCorp | 14354 | OR | 115
13902 | NorthWestern Energy | 6422 | Madison Dam | 950 Ennis Lake Road | Ennis | MT | 59729 | Madison | 45.4879 | -111.6338 | WECC | NWMT | NorthWestern Energy (NWMT) | Madison River | 22 | RE | 1 | Electric Utility |  | N |  | N |  | Y | 99-185-000 | N | X |  | NorthWestern Energy LLC - (MT) | 12825 | MT | 100
3413 | PUD No 1 of Chelan County | 6424 | Chelan | Chelan Hydro | Wenatchee | WA | 98801 | Chelan | 47.8347 | -120.0133 | WECC | CHPD | Public Utility District No. 1 of Chelan County | Chelan River | 22 | RE | 1 | Electric Utility |  | N |  | N |  | N |  |  | X |  | PUD No 1 of Chelan County | 3413 | WA | 115
16868 | City of Seattle - (WA) | 6430 | Cedar Falls (WA) | 20030 Cedar Falls Road S.E. | North Bend | WA | 98045 | King | 47.4193 | -121.7819 | WECC | SCL | Seattle City Light | Cedar River | 22 | RE | 1 | Electric Utility |  | N |  | N |  | N |  | N | X |  | City of Seattle - (WA) | 16868 | WA | 115
16868 | City of Seattle - (WA) | 6431 | Gorge | 500 Newhalem Street | Rockport | WA | 98283 | Whatcom | 48.6981 | -121.2086 | WECC | SCL | Seattle City Light | Skagit River | 22 | RE | 1 | Electric Utility |  | N |  | N |  | N |  | N | X |  | City of Seattle - (WA) | 16868 | WA | 230
16868 | City of Seattle - (WA) | 6432 | Diablo | 500 Newhalem Street | Rockport | WA | 98283 | Whatcom | 48.7139 | -121.1317 | WECC | SCL | Seattle City Light | Skagit River | 22 | RE | 1 | Electric Utility |  | N |  | N |  | N |  | N | X |  | City of Seattle - (WA) | 16868 | WA | 230
16868 | City of Seattle - (WA) | 6433 | Boundary | P.O. Box 219 | Metaline Falls | WA | 99153 | Pend Oreille | 48.9871 | -117.3478 | WECC | SCL | Seattle City Light | Pend Oreille River | 22 | RE | 1 | Electric Utility |  | N |  | N |  | N |  | N | X |  | Bonneville Power Administration | 1738 | WA | 230
5416 | Duke Energy Carolinas, LLC | 6438 | Queens Creek | 27656 Wayah Road | Topton | NC | 28781 | Macon | 35.2713 | -83.676 | SERC | DUK | Duke Energy Carolinas | Queens Creek | 22 | RE | 1 | Electric Utility |  | N |  | N |  | N |  | N | X |  | Duke Energy Carolinas, LLC | 5416 | NC | 161
18642 | Tennessee Valley Authority | 6440 | Wilson Dam | TVA Reservation Road | Muscle Shoals | AL | 35662 | Lauderdale | 34.7978 | -87.6254 | SERC | TVA | Tennessee Valley Authority | Tennessee River | 22 | RE | 1 | Electric Utility |  | N |  | N |  | N |  |  | X |  | Tennessee Valley Authority | 18642 | AL | 161
14534 | City of Pasadena - (CA) | 6449 | Azusa | 1850 N San Gabriel Canyon Rd | Azusa | CA | 91702 | Los Angeles | 34.1548 | -117.9093 | WECC | CISO | California Independent System Operator | San Gabriel River | 22 | RE | 1 | Electric Utility |  | N |  | N |  | N |  |  | X |  | Southern California Edison Co | 17609 | CA | 12 |  |  | Gas Company Semtra, no pipeline name
7601 | Green Mountain Power Corp | 6450 | Proctor | 61 Main Street | Proctor | VT | 5765 | Rutland | 43.6628 | -73.034 | NPCC | ISNE | ISO New England Inc. | Otter Creek | 22 | RE | 1 | Electric Utility |  | N |  | N |  | N |  |  | X |  | Green Mountain Power Corp | 7601 | VT | 46
7601 | Green Mountain Power Corp | 6451 | Beldens | 402 Belden Road | New Haven | VT | 5472 | Addison | 44.0525 | -73.1762 | NPCC | ISNE | ISO New England Inc. | Otter Creek | 22 | RE | 1 | Electric Utility |  | N |  | N |  | N |  |  | X |  | Green Mountain Power Corp | 7601 | VT | 46
7601 | Green Mountain Power Corp | 6456 | Carver Falls | 1491 Carvers Falls Lane | Hampton | NY | 12887 | Washington | 43.6262 | -73.3073 | NPCC | ISNE | ISO New England Inc. | Poultney River | 22 | RE | 1 | Electric Utility |  | N |  | N |  | N |  |  | X |  | Green Mountain Power Corp | 7601 | VT | 46
14354 | PacifiCorp | 6459 | Big Fork | Hwy 35 & Hwy 209 | Big Fork | MT | 59911 | Flathead | 48.0592 | -114.0708 | WECC | PACE | PacifiCorp - East | Swan River | 22 | RE | 1 | Electric Utility |  | N |  | N |  | N |  |  | X |  | PacifiCorp | 14354 | OR | 13.8
11241 | Entergy Louisiana LLC | 6462 | River Bend | 5485 U.S. Highway 61 | St. Francisville | LA | 70775 | West Feliciana | 30.757 | -91.3327 | SERC | MISO | Midcontinent Independent Transmission System Operator, Inc.. | Mississippi River | 22 | RE | 1 | Electric Utility |  | N |  | N |  | N |  | N | X |  | Entergy Louisiana LLC | 11241 | LA | 230
554 | City of Ames - (IA) | 6463 | Ames GT | 2300 Pullman St | Ames | IA | 50010 | Story | 42.0272 | -93.5828 | MRO | MISO | Midcontinent Independent Transmission System Operator, Inc.. | Municipality | 22 | RE | 1 | Electric Utility |  | N |  | N |  | N |  | N | X |  | City of Ames - (IA) | 554 | IA | 69
1307 | Basin Electric Power Coop | 6469 | Antelope Valley | Hwy 200 | Beulah | ND | 58523 | Mercer | 47.3705 | -101.8357 | MRO | SWPP | Southwest Power Pool | Lake Sakakawea | 22 | RE | 1 | Electric Utility |  | N |  | N |  | N |  | Y | Y | OP | Basin Electric Power Coop | 1307 | ND | 345 |  |  | Dakota Gasification Company
10071 | Kauai Island Utility Cooperative | 6474 | Port Allen (HI) | 261 Akaula St | Eleele | HI | 96705 | Kauai | 21.8996 | -159.585 | HICC |  |  | Pacific Ocean | 22 | RE | 1 | Electric Utility |  | N |  | N |  | N |  | N | X |  | Kauai Island Utility Cooperative | 10071 | HI | 57
7601 | Green Mountain Power Corp | 6475 | Gorge 18 | 30 Berard Drive | South Burlington | VT | 5403 | Chittenden | 44.49 | -73.1693 | NPCC | ISNE | ISO New England Inc. | Winooski River | 22 | RE | 1 | Electric Utility |  | N |  | N |  | N |  |  | X |  | Green Mountain Power Corp | 7601 | VT | 34.5
8287 | Hawaii Electric Light Co Inc | 6478 | Shipman | 20 Banyan Drive | Hilo | HI | 96720 | Hawaii | 19.7239 | -155.069 | HICC |  |  | Pacific Ocean | 22 | RE | 1 | Electric Utility |  | N |  | N |  | N |  | N | X |  | Hawaii Electric Light Co Inc | 8287 | HI | 13.8
11208 | Los Angeles Department of Water & Power | 6479 | San Francisquito 1 | 37000 Clearcreek Rd. | Saugus | CA | 91390 | Los Angeles | 34.5902 | -118.4547 | WECC | LDWP | Los Angeles Department of Water and Power | Los Angeles Aqueduct | 22 | RE | 1 | Electric Utility |  | N |  | N |  | N |  | N | X |  | Los Angeles Department of Water & Power | 11208 | CA | 115
11208 | Los Angeles Department of Water & Power | 6480 | San Francisquito 2 | 32400 San Francisquito Cyn Rd. | Saugus | CA | 91390 | Los Angeles | 34.5343 | -118.5251 | WECC | LDWP | Los Angeles Department of Water and Power | Los Angeles Aqueduct | 22 | RE | 1 | Electric Utility |  | N |  | N |  | N |  | N | X |  | Los Angeles Department of Water & Power | 11208 | CA | 115
11208 | Los Angeles Department of Water & Power | 6481 | Intermountain Power Project | 850 Brush Wellman Rd. | Delta | UT | 84624 | Millard | 39.5097 | -112.5802 | WECC | LDWP | Los Angeles Department of Water and Power | DMAD Reservoir | 22 | RE | 1 | Electric Utility |  | N |  | N |  | N |  | Y | Y | OP | Intermountain Power Agency | 40576 |  | 345
14354 | PacifiCorp | 6482 | Cline Falls | Hwy 126 & Cline Falls Hwy | Redmond | OR | 97756 | Deschutes | 44.2778 | -121.2564 | WECC | PACW | PacifiCorp - West | Deschutes River | 22 | RE | 1 | Electric Utility |  | N |  | N |  | N |  |  | X |  | PacifiCorp | 14354 | OR | 12.47
50048 | TransCanada Hydro Northeast Inc., | 6483 | Mcindoes | 66 Monroe Road | McIndoes Falls | VT | 5050 | Caledonia | 44.2603 | -72.0592 | NPCC | ISNE | ISO New England Inc. | Connecticut River | 22 | NR | 2 | IPP Non-CHP |  | N |  | N |  | Y | 98-91-000 | N | X |  | Green Mountain Power Corp | 7601 | VT | 34
14354 | PacifiCorp | 6484 | Bend | NW Bond St & NW Wall St | Bend | OR | 97701 | Deschutes | 44.0623 | -121.3133 | WECC | PACW | PacifiCorp - West | Deschutes River | 22 | RE | 1 | Electric Utility |  | N |  | N |  | N |  |  | X |  | PacifiCorp | 14354 | OR | 4.16
13511 | New York State Elec & Gas Corp | 6486 | Mill C | 609 Kents Falls Rd | Town of Plattsburgh | NY | 12901 | CLINTON | 44.6967 | -73.6122 | NPCC | NYIS | New York Independent System Operator | Saranac River | 22 | RE | 1 | Electric Utility |  | N |  | N |  | N |  | N | X |  | New York State Elec & Gas Corp | 13511 | NY | 6.72
11843 | Maui Electric Co Ltd | 6504 | Maalaea | 1000 N Kihei Road | Kihei | HI | 96753 | Maui | 20.8012 | -156.493 | HICC |  |  |  | 22 | RE | 1 | Electric Utility |  | N |  | N |  | N |  | N | X |  | Maui Electric Co Ltd | 11843 | HI | 69
15248 | Portland General Electric Co | 6505 | Oak Grove | 55580 E Hwy 224 | Estacada | OR | 97023 | Clackamas | 45.122 | -122.0699 | WECC | PGE | Portland General Electric Company | Oak Grove Fork Of Clackamas Ri | 22 | RE | 1 | Electric Utility |  | N |  | N |  | N |  | N | X |  | Portland General Electric Co | 15248 | OR | 115
1956 | City of Bonners Ferry | 6506 | Moyie Springs | Old Highway 2 | Moyie Springs | ID | 83845 | Boundary | 48.7339 | -116.1752 | WECC | BPAT | Bonneville Power Administration | Moyie River | 22 | RE | 1 | Electric Utility |  | N |  | N |  | N |  | N | X |  | City of Bonners Ferry | 1956 | ID | 13.8
56621 | Yakama Power | 6507 | Drop 2 (WA) | 4981 West Wapato Rd | Wapato | WA | 98951 | Yakima | 46.4492 | -120.5342 | WECC | BPAT | Bonneville Power Administration | Irrigation Canal | 22 | RE | 1 | Electric Utility |  | N |  | N |  | N |  |  | X |  | Bonneville Power Administration | 1738 | WA | 34.5
56621 | Yakama Power | 6508 | Drop 3 (WA) | 7761 Progressive Rd | Wapato | WA | 98951 | Yakima | 46.4231 | -120.56 | WECC | BPAT | Bonneville Power Administration | Irrigation Canal | 22 | RE | 1 | Electric Utility |  | N |  | N |  | N |  |  | X |  | Bonneville Power Administration | 1738 | WA | 34.5
17166 | Sierra Pacific Power Co | 6509 | Battle Mountain | West Front St. | Battle Mtn. | NV | 89820 | Lander | 40.6253 | -116.9131 | WECC | NEVP | Nevada Power Company |  | 22 | RE | 1 | Electric Utility |  | N |  | N |  | N |  |  | X |  | Sierra Pacific Power Co | 17166 | NV | 60
17166 | Sierra Pacific Power Co | 6510 | Brunswick | US Hwy 50 East | Carson City | NV | 89701 | Carson City | 39.1522 | -119.7478 | WECC | NEVP | Nevada Power Company |  | 22 | RE | 1 | Electric Utility |  | N |  | N |  | N |  |  | X |  | Sierra Pacific Power Co | 17166 | NV | 60
17166 | Sierra Pacific Power Co | 6511 | Fallon | n\a | NV | NV | 89406 | Churchill | 39.4722 | -118.7911 | WECC |  |  |  | 22 | RE | 1 | Electric Utility |  | N |  | N |  | N |  |  | X |  |  |  |  | 60
17166 | Sierra Pacific Power Co | 6512 | Farad | Hwy 80 | Floriston | CA | 96111 | Nevada | 39.3943 | -120.0217 | WECC | NEVP | Nevada Power Company | Truckee River | 22 | RE | 1 | Electric Utility |  | N |  | N |  | N |  |  | X |  | Sierra Pacific Power Co | 17166 | NV | 25
56369 | Truckee Meadows Water Authority | 6513 | Fleish | Hwy 80 | Fleish | NV | 89439 | Washoe | 39.2851 | -119.5933 | WECC | NEVP | Nevada Power Company | Truckee River | 22 | NR | 2 | IPP Non-CHP |  | N |  | N |  | N |  |  | X |  | Sierra Pacific Power Co | 17166 | NV | 25
17166 | Sierra Pacific Power Co | 6514 | Gabbs | Hwy 361 Premier Basic Mine | Gabbs | NV | 89409 | Nye | 38.7714 | -117.6869 | WECC | NEVP | Nevada Power Company |  | 22 | RE | 1 | Electric Utility |  | N |  | N |  | N |  |  | X |  | Sierra Pacific Power Co | 17166 | NV | 55
19728 | UNS Electric, Inc | 6515 | Valencia | 1741N. Grand Ave | Nogales | AZ | 85621 | Santa Cruz | 31.3635 | -110.9313 | WECC | TEPC | Tucson Electric Power Company | Wells | 22 | RE | 1 | Electric Utility |  | N |  | N |  | N |  | N | X |  | UNS Electric, Inc | 19728 | AZ | 138 |  |  | UNS Gas
56146 | Black Hills/Colorado Elec.Util | 6516 | Rocky Ford | 300 14th St South | Rocky Ford | CO | 81067 | Otero | 38.0492 | -103.7136 | WECC | PSCO | Public Service Company of Colorado | Wells | 22 | RE | 1 | Electric Utility |  | N |  | N |  | N |  | N | X |  | Black Hills/Colorado Elec.Util | 56146 | CO | 69
5416 | Duke Energy Carolinas, LLC | 6517 | Keowee | 7800 Rochester Hwy | Seneca | SC | 29672 | Pickens | 34.7981 | -82.8872 | SERC | DUK | Duke Energy Carolinas | Keowee River | 22 | RE | 1 | Electric Utility |  | N |  | N |  | N |  | N | X |  | Duke Energy Carolinas, LLC | 5416 | SC | 230
57222 | Liberty Utilities (CalPeco Electric) LLC | 6518 | Kings Beach | N. End of Deer St. | Kings Beach | CA | 96143 | Placer | 39.2458 | -120.0272 | WECC | NEVP | Nevada Power Company |  | 22 | RE | 1 | Electric Utility |  | N |  | N |  | N |  | N | X |  | Liberty Utilities | 57483 | CA | 14.4
7601 | Green Mountain Power Corp | 6519 | Vergennes 9 | 4 Green Mountain Drive | Vergennes | VT | 5491 | Addison | 44.1664 | -73.2575 | NPCC | ISNE | ISO New England Inc. | Otter Creek | 22 | RE | 1 | Electric Utility |  | N |  | N |  | N |  |  | X |  | Green Mountain Power Corp | 7601 | VT | 34.5
7601 | Green Mountain Power Corp | 6520 | Waterbury 22 | 2246 Little River Road | Waterbury | VT | 5676 | Washington | 44.3813 | -72.7677 | NPCC | ISNE | ISO New England Inc. | Waterbury Reservoir | 22 | RE | 1 | Electric Utility |  | N |  | N |  | N |  |  | X |  | Green Mountain Power Corp | 7601 | VT | 34.5
40444 | Truckee-Carson Irrigation District | 6521 | Lahontan | Lahontan Dam | Fallon | NV | 89406 | CHURCHILL | 39.4625 | -119.0667 | WECC | NEVP | Nevada Power Company | Lahontan Reservoir | 22 | NR | 2 | IPP Non-CHP |  | N |  | N |  | N |  | N | X |  | Sierra Pacific Power Co | 17166 | NV | 60
9726 | Jersey Central Power & Lt Co | 6522 | Yards Creek | Mount Vernon Road | Blairstown | NJ | 7825 | Warren | 41.0006 | -75.0314 | RFC | PJM | PJM Interconnection, LLC | Creek Reservoirs | 22 | RE | 1 | Electric Utility |  | N |  | N |  | N |  |  | X |  | Jersey Central Power & Lt Co | 9726 | NJ | 230
17166 | Sierra Pacific Power Co | 6524 | Portola | Gulling & 4th Ave. | Portola | CA | 96122 | Plumas | 39.8169 | -120.4633 | WECC | NEVP | Nevada Power Company |  | 22 | RE | 1 | Electric Utility |  | N |  | N |  | N |  |  | X |  | Sierra Pacific Power Co | 17166 | NV | 0
13511 | New York State Elec & Gas Corp | 6526 | Rainbow Falls Auscble | 47 Mace Chasm Rd | Town of Auscble | NY | 12911 | Clinton | 44.5236 | -73.4617 | NPCC | NYIS | New York Independent System Operator | Ausable River | 22 | RE | 1 | Electric Utility |  | N |  | N |  | N |  | N | X |  | New York State Elec & Gas Corp | 13511 | NY | 2.3
5914 | Erie Boulevard Hydropower LP | 6527 | E J West | 00 Conklingville Roud, CR 10 | Lake Luzerne | NY | 12846 | Saratoga | 43.3189 | -73.9208 | NPCC | NYIS | New York Independent System Operator | Sacandaga River | 22 | NR | 2 | IPP Non-CHP |  | N |  | N |  | Y | 99-156-000 | N | X |  | National Grid Generation, LLC | 26751 |  | 115
50048 | TransCanada Hydro Northeast Inc., | 6529 | Searsburg | Route 9 | Searsburg | VT | 5363 | Bennington | 42.8708 | -72.9273 | NPCC | ISNE | ISO New England Inc. | Deerfield River | 22 | NR | 2 | IPP Non-CHP |  | N |  | N |  | Y | 98-91-000 | N | X |  | Green Mountain Power Corp | 7601 | VT | 69
17166 | Sierra Pacific Power Co | 6530 | Valley Road | Southwest Gas Lane | Reno | NV | 89512 | Washoe | 39.5472 | -119.795 | WECC | NEVP | Nevada Power Company |  | 22 | RE | 1 | Electric Utility |  | N |  | N |  | N |  |  | X |  | Sierra Pacific Power Co | 17166 | NV | 25
56369 | Truckee Meadows Water Authority | 6531 | Verdi | Hwy 80 | Verdi | NV | 89439 | WASHOE | 39.3125 | -119.585 | WECC | NEVP | Nevada Power Company | Truckee River | 22 | NR | 2 | IPP Non-CHP |  | N |  | N |  | N |  |  | X |  | Sierra Pacific Power Co | 17166 | NV | 25
56369 | Truckee Meadows Water Authority | 6532 | Washoe | Hwy 80 | Verdi | NV | 89439 | Washoe | 39.3022 | -119.5604 | WECC | NEVP | Nevada Power Company | Truckee River | 22 | NR | 2 | IPP Non-CHP |  | N |  | N |  | N |  |  | X |  | Sierra Pacific Power Co | 17166 | NV | 25
17166 | Sierra Pacific Power Co | 6533 | Winnemucca | Airport Rd. | Winnemucca | NV | 89445 | Humboldt | 40.9581 | -117.7375 | WECC | NEVP | Nevada Power Company |  | 22 | RE | 1 | Electric Utility |  | N |  | N |  | N |  |  | X |  | Sierra Pacific Power Co | 17166 | NV | 60
13137 | City of Murray - (UT) | 6537 | Little Cottonwood | 9000 South Danish Rd | Sandy | UT | 84070 | Salt Lake | 40.585 | -111.8006 | WECC | PACE | PacifiCorp - East | Little Cottonwood Creek | 22 | RE | 1 | Electric Utility |  | N |  | N |  | N |  | N | X |  | City of Murray - (UT) | 13137 | UT | 138
59927 | PE Hydro Generation, LLC | 6543 | Dam No. 4 Hydro Station | -- | Shepherdstown | WV | 25400 | Jefferson | 39.4931 | -77.8269 | RFC | PJM | PJM Interconnection, LLC | Potomac River | 22 | NR | 2 | IPP Non-CHP |  | N |  | N |  | Y | EG14-4 | N | X |  | West Penn Power Company | 20387 | PA | 34.5
59927 | PE Hydro Generation, LLC | 6544 | Dam No. 5 Hydro Station | -- | Hedgesville | WV | 25400 | Berkeley | 39.605 | -77.9231 | RFC | PJM | PJM Interconnection, LLC | Potomac River | 22 | NR | 2 | IPP Non-CHP |  | N |  | N |  | Y | EG14-4 | N | X |  | West Penn Power Company | 20387 | PA | 34.5
59927 | PE Hydro Generation, LLC | 6546 | Millville Hydro Station | -- | Millville | WV | 25400 | Jefferson | 39.2731 | -77.7844 | RFC | PJM | PJM Interconnection, LLC | Shenandoah River | 22 | NR | 2 | IPP Non-CHP |  | N |  | N |  | Y | EG14-4 | N | X |  | West Penn Power Company | 20387 | PA | 34.5
19400 | USACE Northwestern Division | 6552 | Foster | P.O. BOX 429 | Lowell | OR | 97452 | Linn | 44.4146 | -122.6712 | WECC | BPAT | Bonneville Power Administration | South Santiam River | 22 | RE | 1 | Electric Utility |  | N |  | N |  | N |  |  | X |  | Bonneville Power Administration | 1738 | OR | 115
14354 | PacifiCorp | 6553 | Little Mountain | 765 North 10500 West | Ogden | UT | 84404 | Weber | 41.2506 | -112.2494 | WECC | PACE | PacifiCorp - East | Wells On Property | 22 | RE | 1 | Electric Utility |  | N |  | N |  | N |  |  | X |  | PacifiCorp | 14354 | OR | 46
20214 | Waverly Municipal Elec Utility | 6554 | Waverly Municipal Electric North Plant | 1002 Adams Parkway | Waverly | IA | 50677 | Bremer | 42.7317 | -92.4711 | MRO | MISO | Midcontinent Independent Transmission System Operator, Inc.. | Wells | 22 | RE | 1 | Electric Utility |  | N |  | N |  | N |  |  | X |  | Waverly Municipal Elec Utility | 20214 | IA | 12.5 |  |  | MidAmerican Energy
12119 | McGrath Light & Power Co | 6555 | McGrath | 10 Mcguire Dr. | McGrath | AK | 99627 | Yukon Koyukuk | 62.957 | -155.595 | ASCC |  |  | Glycol Closed System | 22 | RE | 1 | Electric Utility |  | N |  | N |  | N |  | N | X |  | McGrath Light & Power Co | 12119 | AK | 2.4
298 | City of Alexandria - (LA) | 6558 | D G Hunter | 1011 North Third Street | Alexandria | LA | 71301 | Rapides | 31.3207 | -92.4613 | SPP | MISO | Midcontinent Independent Transmission System Operator, Inc.. | Wells | 22 | RE | 1 | Electric Utility |  | N |  | N |  | N |  | N | X |  | City of Alexandria - (LA) | 298 | LA | 138 |  |  | Enlink Midstream
599 | Anchorage Municipal Light and Power | 6559 | George M Sullivan Generation Plant 2 | 8700 Starview Drive | Anchorage | AK | 99504 | Anchorage | 61.2297 | -149.7167 | ASCC |  |  | Municipality | 22 | RE | 1 | Electric Utility |  | N |  | N |  | N |  | N | X |  | Anchorage Municipal Light and Power | 599 | AK | 115 |  |  | Enstar Natural Gas
733 | Appalachian Power Co | 6560 | London | State Route 61 | Handley | WV | 25126 | Kanawha | 38.1944 | -81.3706 | RFC | PJM | PJM Interconnection, LLC | Kanawha River | 22 | RE | 1 | Electric Utility |  | N |  | N |  | N |  |  | X |  | Appalachian Power Co | 733 | WV | 46
733 | Appalachian Power Co | 6561 | Marmet | 86th Street | Marmet | WV | 25315 | Kanawha | 38.2526 | -81.5695 | RFC | PJM | PJM Interconnection, LLC | Kanawha River | 22 | RE | 1 | Electric Utility |  | N |  | N |  | N |  |  | X |  | Appalachian Power Co | 733 | WV | 46
733 | Appalachian Power Co | 6562 | Winfield | U.S. Route 35 | Winfield | WV | 25213 | Putnam | 38.5274 | -81.9139 | RFC | PJM | PJM Interconnection, LLC | Kanawha River | 22 | RE | 1 | Electric Utility |  | N |  | N |  | N |  |  | X |  | Appalachian Power Co | 733 | WV | 69
924 | Associated Electric Coop, Inc | 6563 | Unionville | 18895 State Hwy 5 | Unionville | MO | 63565 | Putnam | 40.4593 | -93.0218 | SERC | AECI | Associated Electric Cooperative, Inc. |  | 22 | RE | 1 | Electric Utility |  | N |  | N |  | N |  | N | X |  | Associated Electric Coop, Inc | 924 |  | 69
1615 | Town of Berlin - (MD) | 6565 | Berlin | 309 William Street | Berlin | MD | 21811 | Worcester | 38.3278 | -75.2172 | RFC | PJM | PJM Interconnection, LLC | Municipality | 22 | RE | 1 | Electric Utility |  | N |  | N |  | N |  | N | X |  | Town of Berlin - (MD) | 1615 | MD | 25 | 14.4
221 | Alaska Village Elec Coop, Inc | 6566 | Bethel | 1340 Kwethluk Lane | Bethel | AK | 99559 | Bethel | 60.7897 | -161.7878 | ASCC |  |  | Cooling | 22 | RE | 1 | Electric Utility |  | N |  | N |  | N |  |  | X |  | Alaska Village Elec Coop, Inc | 221 | AK | 2.4
1857 | Block Island Power Co | 6567 | Block Island | 100 Ocean Ave | Block Island | RI | 2807 | Washington | 41.1756 | -71.5711 | NPCC | NA | No BA |  | 22 | RE | 1 | Electric Utility |  | N |  | N |  | N |  |  | X |  | Block Island Power Co | 1857 | RI | 2.4
9776 | City of Johnson - (KS) | 6579 | Johnson | 402 S. Main | Johnson | KS | 67855 | Stanton | 37.5757 | -101.625 | SPP | SWPP | Southwest Power Pool | Wells | 22 | RE | 1 | Electric Utility |  | N |  | N |  | N |  |  | X |  | Pioneer Electric Coop, Inc - (KS) | 15073 | KS | 13.8 |  |  | ATMOS
10210 | Ketchikan Public Utilities | 6580 | Beaver Falls | 13110 S. Tongass Ave. | Ketchikan | AK | 99901 | Ketchikan Gateway | 55.3798 | -131.4703 | ASCC |  |  | Lower Silvis Lake | 22 | RE | 1 | Electric Utility |  | N |  | N |  | N |  |  | X |  | Ketchikan Public Utilities | 10210 | AK | 34.5
10210 | Ketchikan Public Utilities | 6581 | Silvis | (unnamed mtn road, remote) | Ketchikan | AK | 99901 | Ketchikan Gateway | 55.3814 | -131.5178 | ASCC |  |  | Upper Silvis Lake | 22 | RE | 1 | Electric Utility |  | N |  | N |  | N |  |  | X |  | Ketchikan Public Utilities | 10210 | AK | 34.5
50079 | Utility Board of Key West City | 6582 | Cudjoe | Blimp Rd MM 21.5 | Cudjoe Key | FL | 33041 | Monroe | 24.5792 | -81.685 | FRCC |  |  |  | 22 | RE | 1 | Electric Utility |  | N |  | N |  | N |  | N | X
50079 | Utility Board of Key West City | 6584 | Stock Island | 6900 Front Street Extension | Stock Island | FL | 33041 | Monroe | 24.5633 | -81.7342 | FRCC | FPL | Florida Power & Light Company |  | 22 | RE | 1 | Electric Utility |  | N |  | N |  | N |  | N | X |  | Florida Power & Light Co | 6452 | FL | 138
11624 | City of Marblehead - (MA) | 6585 | Commercial Street | 80 Commercial Street | Marblehead | MA | 1945 | Essex | 42.4958 | -70.8547 | NPCC | ISNE | ISO New England Inc. | Municipality | 22 | RE | 1 | Electric Utility |  | N |  | N |  | N |  |  | X |  | City of Marblehead | 11624 | MA | 4.16
11624 | City of Marblehead - (MA) | 6586 | Wilkins Station | WoodFin Terrace | Marblehead | MA | 1945 | Essex | 42.5131 | -70.8583 | NPCC | ISNE | ISO New England Inc. | Municipality | 22 | RE | 1 | Electric Utility |  | N |  | N |  | N |  |  | X |  | City of Marblehead - (MA) | 11624 | MA | 4.16
55937 | Entergy Texas Inc. | 6595 | Toledo Bend | Route 1, Box 310 (Hwy.692) | Burkville | TX | 75932 | Newton | 31.1735 | -93.5659 | SERC | MISO | Midcontinent Independent Transmission System Operator, Inc.. | Toledo Bend Reservoir | 22 | RE | 1 | Electric Utility |  | N |  | N |  | N |  |  | X |  | Entergy Texas Inc. | 55937 | TX | 138
16534 | Sacramento Municipal Util Dist | 6612 | Union Valley | Pevine Ridge Rd | Fresh Pond | CA | 95725 | El Dorado | 38.8643 | -120.4443 | WECC | BANC | Balancing Authority of Northern California | Silver Creek | 22 | RE | 1 | Electric Utility |  | N |  | N |  | N |  | N | X |  | Sacramento Municipal Util Dist | 16534 | CA | 230
18371 | Village of Swanton - (VT) | 6618 | Highgate Falls | Baker Rd | Highgate | VT | 5488 | Franklin | 44.9336 | -73.0511 | NPCC | ISNE | ISO New England Inc. | Missisquoi River | 22 | RE | 1 | Electric Utility |  | N |  | N |  | N |  | N | X |  | Village of Swanton - (VT) | 18371 | VT | 12
30151 | Tri-State G & T Assn, Inc | 6619 | Burlington (CO) | 21889 County Road 50 | Burlington | CO | 80807 | Kit Carson | 39.3561 | -102.2431 | WECC | WACM | Western Area Power Administration - Rocky Mountain Region | Wells | 22 | RE | 1 | Electric Utility |  | N |  | N |  | N |  | N | X |  | Public Service Co of Colorado | 15466 | CO | 115
19635 | USCE-Missouri River District | 6623 | Fort Peck | Lower Yellowstone Rd | Fort Peck | MT | 59223 | McCone | 48.0122 | -106.4123 | WECC | WAUW | Western Area Power Administration UGP West | Missouri River | 22 | RE | 1 | Electric Utility |  | N |  | N |  | N |  | N | X |  | WAPA-- Western Area Power Administration | 27000 | MT | 230 | 161 | 115
19635 | USCE-Missouri River District | 6624 | Gavins Point | NE Highway 121 | Yankton | NE | 57078 | Cedar | 42.8488 | -97.4815 | MRO | SWPP | Southwest Power Pool | Missouri River | 22 | RE | 1 | Electric Utility |  | N |  | N |  | N |  | N | X |  | WAPA-- Western Area Power Administration | 27000 | NE | 115
4180 | Connecticut Mun Elec Engy Coop | 6635 | A L Pierce | 195 East Street | Wallingford | CT | 6492 | New Haven | 41.4482 | -72.8349 | NPCC | ISNE | ISO New England Inc. | Municipality | 22 | RE | 1 | Electric Utility |  | N |  | N |  | N |  | N | X |  | Town of Wallingford - (CT) | 20038 | CT | 115 |  |  | Algonquin Pipeline
59926 | Lake Lynn Generation, LLC | 6636 | Lake Lynn Hydro Station | PO Box 97 | Lake Lynn | PA | 15451 | FAYETTE | 39.7203 | -79.8561 | RFC | PJM | PJM Interconnection, LLC | Gressy Run | 22 | NR | 2 | IPP Non-CHP |  | N |  | N |  | Y | EG14-6 | N | X |  | West Penn Power Company | 20387 | PA | 138
30150 | CBY DBA Yakutat Power | 6637 | Yakutat | #1 Forest Hwy. | Yakutat | AK | 99689 | YAKUTAT | 59.5446 | -139.7243 | ASCC |  |  | Municipality | 22 | RE | 1 | Electric Utility |  | N |  | N |  | N |  | N | X |  | CBY DBA Yakutat Power | 30150 | AK | 4.16
1692 | Big Rivers Electric Corp | 6639 | R D Green | 9000 Highway 2096 | Robards | KY | 42452 | Webster | 37.6461 | -87.5 | SERC | MISO | Midcontinent Independent Transmission System Operator, Inc.. | Green River | 22 | RE | 1 | Electric Utility |  | N |  | N |  | N |  | Y | Y | OP | Big Rivers Electric Corp | 1692 |  | 161
814 | Entergy Arkansas Inc | 6641 | Independence Steam Electric Station | 555 Point Ferry Road | Newark | AR | 72562 | Independence | 35.6784 | -91.4088 | SERC | MISO | Midcontinent Independent Transmission System Operator, Inc.. | White River | 22 | RE | 1 | Electric Utility |  | N |  | N |  | N |  | N | X |  | Entergy Arkansas Inc | 814 | AR | 161 | 500
12397 | Metropolitan Water District of S CA | 6643 | Greg Avenue | Greg Avenue | Sun Valley | CA | 91352 | Los Angeles | 34.2079 | -118.3516 | WECC | LDWP | Los Angeles Department of Water and Power | River | 22 | RE | 1 | Electric Utility |  | N |  | N |  | N |  | N | X |  | Los Angeles Department of Water & Power | 11208 | CA | 34.5
12397 | Metropolitan Water District of S CA | 6644 | Lake Mathews | 18250 La Sierra | Riverside | CA | 92503 | Riverside | 33.8553 | -117.4537 | WECC | CISO | California Independent System Operator | River | 22 | RE | 1 | Electric Utility |  | N |  | N |  | N |  | N | X |  | Southern California Edison Co | 17609 | CA | 34.5
12397 | Metropolitan Water District of S CA | 6645 | Foothill Feeder | 81849 N. Lake Hughes Rd. | Castaic | CA | 91384 | Los Angeles | 34.5148 | -118.6092 | WECC | CISO | California Independent System Operator | River | 22 | RE | 1 | Electric Utility |  | N |  | N |  | N |  | N | X |  | Southern California Edison Co | 17609 | CA | 66
12397 | Metropolitan Water District of S CA | 6646 | San Dimas | 1507 Sycamore Road | San Dimas | CA | 91773 | Los Angeles | 34.1275 | -117.7958 | WECC | CISO | California Independent System Operator | River | 22 | RE | 1 | Electric Utility |  | N |  | N |  | N |  | N | X |  | Southern California Edison Co | 17609 | CA | 66
12397 | Metropolitan Water District of S CA | 6647 | Yorba Linda | 3972 Valley View Ave | Yorba Linda | CA | 92886 | Orange | 33.9117 | -117.8192 | WECC | CISO | California Independent System Operator | River | 22 | RE | 1 | Electric Utility |  | N |  | N |  | N |  | N | X |  | Southern California Edison Co | 17609 | CA | 66
55983 | Luminant Generation Company LLC | 6648 | Sandow No 4 | US Hwy 1786 | Rockdale | TX | 76567 | Milam | 30.5659 | -97.064 | TRE | ERCO | Electric Reliability Council of Texas, Inc. | Lake Alcoa | 22 | NR | 2 | IPP Non-CHP |  | N |  | N |  | N |  | N | X |  | Oncor Electric Delivery Company LLC | 44372 | TX | 138
19436 | Union Electric Co - (MO) | 6650 | Mexico | 2951 Christopher Drive | Mexico | MO | 65265 | Audrain | 39.1481 | -91.8306 | SERC | MISO | Midcontinent Independent Transmission System Operator, Inc.. |  | 22 | RE | 1 | Electric Utility |  | N |  | N |  | N |  |  | X |  | Union Electric Co - (MO) | 19436 | MO | 69
19436 | Union Electric Co - (MO) | 6651 | Moberly | 1063 County Road 215 | Moberly | MO | 65270 | Randolph | 39.4244 | -92.4837 | SERC | MISO | Midcontinent Independent Transmission System Operator, Inc.. |  | 22 | RE | 1 | Electric Utility |  | N |  | N |  | N |  |  | X |  | Union Electric Co - (MO) | 19436 | MO | 69
19436 | Union Electric Co - (MO) | 6652 | Moreau | 5530 Algoa Road | Moreau | MO | 65101 | Cole | 38.5557 | -92.1023 | SERC | MISO | Midcontinent Independent Transmission System Operator, Inc.. |  | 22 | RE | 1 | Electric Utility |  | N |  | N |  | N |  |  | X |  | Union Electric Co - (MO) | 19436 | MO | 69
12341 | MidAmerican Energy Co | 6664 | Louisa | 8602 - 172 St. | Muscatine | IA | 52761 | Louisa | 41.3181 | -91.0931 | MRO | MISO | Midcontinent Independent Transmission System Operator, Inc.. | Wells | 22 | RE | 1 | Electric Utility |  | N |  | N |  | N |  | Y | N | OP | MidAmerican Energy Co | 12341 | IA | 345 |  |  | Kinder Morgan
29297 | Pelican Utility | 6702 | Pelican | 1120 Salmon Way | Pelican | AK | 99832 | Skagway Hoonah Angoon | 57.9572 | -136.2201 | ASCC |  |  | Pelican Creek | 22 | RE | 1 | Electric Utility |  | N |  | N |  | N |  | N | X |  | Pelican Utility | 29297 | AK | 2.4
17609 | Southern California Edison Co | 6704 | Pebbly Beach | #1 Pebbly Beach Road | Avalon | CA | 90704 | Los Angeles | 33.3331 | -118.3103 | WECC | CISO | California Independent System Operator |  | 22 | RE | 1 | Electric Utility |  | N |  | N |  | N |  | N | X |  | Southern California Edison Co | 17609 | CA | 12
261 | AGC Division of APG Inc | 6705 | Warrick | 4700 Darlington Rd. | Newburgh | IN | 47630 | Warrick | 37.915 | -87.3328 | RFC | MISO | Midcontinent Independent Transmission System Operator, Inc.. | Ohio River | 22 | NR | 3 | IPP CHP |  | Y | 99-74-000 | N |  | N |  | Y | N | OP | Southern Indiana Gas & Elec Co | 17633 | IN | 138 |  |  | Southern Indiana Gas and Electric - SIGECO
11241 | Entergy Louisiana LLC | 6706 | Thibodaux | Back Bayou Lane | Thibodaux | LA | 70301 | Lafourche | 29.7992 | -90.8097 | SERC | MISO | Midcontinent Independent Transmission System Operator, Inc.. | Cooling Tower | 22 | RE | 1 | Electric Utility |  | N |  | N |  | N |  |  | X |  | Entergy Louisiana Inc | 11241 | LA
13960 | NRG Cabrillo Power Ops Inc | 6707 | Naval Training Center | Bldg. 566 Neville Rd. | San Diego | CA | 92140 | San Diego | 32.7356 | -117.2083 | WECC |  |  | Municipality | 22 | NR | 2 | IPP Non-CHP |  | N |  | N |  | N |  |  | X
7570 | Great River Energy | 6741 | Rock Lake CT | 1655 Main Street | Pine City | MN | 55063 | Pine | 45.8054 | -92.9718 | MRO | MISO | Midcontinent Independent Transmission System Operator, Inc.. |  | 22 | RE | 1 | Electric Utility |  | N |  | N |  | N |  |  | X |  | Great River Energy | 7570 |  | 69
15143 | Platte River Power Authority | 6761 | Rawhide | 2700 East Co. Rd. 82 | Wellington | CO | 80549 | Larimer | 40.8609 | -105.0212 | WECC | PSCO | Public Service Company of Colorado | Municipality | 22 | RE | 1 | Electric Utility |  | N |  | N |  | N |  | Y | Y | OP | Platte River Power Authority | 15143 |  | 230 |  |  | 16 inch Rawhide Natural Gas Pipeline
17177 | City of Sikeston - (MO) | 6768 | Sikeston Power Station | 1551 West Wakefield St | Sikeston | MO | 63801 | Scott | 36.8791 | -89.6209 | SPP | SPA | Southwestern Power Administration | Wells | 22 | RE | 1 | Electric Utility |  | N |  | N |  | N |  | Y | Y | OP | City of Sikeston - (MO) | 17177 | MO | 161
20447 | Western Farmers Elec Coop, Inc | 6772 | Hugo | 3 Miles West on Hyw. 70 | Fort Towson | OK | 74735 | Choctaw | 34.0158 | -95.3206 | SPP | SWPP | Southwest Power Pool | Kiamichi River | 22 | RE | 1 | Electric Utility |  | N |  | N |  | N |  | Y | Y | OP | Western Farmers Elec Coop, Inc | 20447 |  | 138
19856 | City of Vineland - (NJ) | 6776 | West Station (NJ) | 1185 New Peach Street | Vineland | NJ | 8360 | Cumberland | 39.4912 | -75.0486 | RFC | PJM | PJM Interconnection, LLC |  | 22 | RE | 1 | Electric Utility |  | N |  | N |  | N |  | N | X |  | City of Vineland - (NJ) | 19856 | NJ | 13.2
50118 | US Army Corps of Engineers | 6789 | St Stephen | 1275 Rediverson Road | St. Stephen | SC | 29479 | Berkeley | 33.4261 | -79.93 | SERC | SC | South Carolina Public Service Authority | Lake Moultrie | 22 | RE | 1 | Electric Utility |  | N |  | N |  | N |  | N | X |  | South Carolina Public Service Authority | 17543 | SC | 115
998 | City of Augusta - (KS) | 6791 | Augusta Electric Plant No 2 | 615 E 12th Street | Augusta | KS | 67010 | BUTLER | 37.6861 | -96.965 | SPP | SWPP | Southwest Power Pool | Municipality | 22 | RE | 1 | Electric Utility |  | N |  | N |  | N |  | N | X |  | City of Augusta - (KS) | 998 | KS | 12.47 |  |  | KPC Pipeline, LLC
17271 | City & Borough of Sitka - (AK) | 6801 | Jarvis Street | 103 Jarvis Street | Sitka | AK | 99835 | SITKA | 57.0497 | -135.3128 | ASCC |  |  | Municipality | 22 | RE | 1 | Electric Utility |  | N |  | N |  | N |  |  | X |  | City & Borough of Sitka - (AK) | 17271 | AK | 69
1692 | Big Rivers Electric Corp | 6823 | D B Wilson | 5663 Highway 85 West | Centertown | KY | 42328 | Ohio | 37.4497 | -87.0806 | SERC | MISO | Midcontinent Independent Transmission System Operator, Inc.. | Green River | 22 | RE | 1 | Electric Utility |  | N |  | N |  | N |  | N | X |  | Big Rivers Electric Corp | 1692 |  | 161
7570 | Great River Energy | 6824 | St Bonifacius | PO Box 100, 5430 City Road 10 | St Bonifacius | MN | 55375 | Carver | 44.905 | -93.8208 | MRO | MISO | Midcontinent Independent Transmission System Operator, Inc.. |  | 22 | RE | 1 | Electric Utility |  | N |  | N |  | N |  |  | X |  | Northern States Power Co - Minnesota | 13781 | MN | 115
9011 | City of Hugoton - (KS) | 7011 | Hugoton 2 | 1601 S. Washington | Hugoton | KS | 67951 | Stevens | 37.175 | -101.3458 | SPP | SWPP | Southwest Power Pool | Municipality | 22 | RE | 1 | Electric Utility |  | N |  | N |  | N |  | N | X |  | City of Hugoton - (KS) | 9011 | KS | 13.2 |  |  | West Texas Gas
9187 | City of Idaho Falls - (ID) | 7012 | Lower No 1 | 1690 W. Sunnyside Road | Idaho Falls | ID | 83402 | BONNEVILLE | 43.4687 | -112.0625 | WECC | PACE | PacifiCorp - East | Snake River | 22 | RE | 1 | Electric Utility |  | N |  | N |  | N |  |  | X |  | City of Idaho Falls - (ID) | 9187 | ID | 46
20813 | City of Winfield - (KS) | 7013 | East 12th Street | 2801 East 12th Ave. | Winfield | KS | 67156 | Cowley | 37.2367 | -96.9625 | SPP | SWPP | Southwest Power Pool | Municipality | 22 | RE | 1 | Electric Utility |  | N |  | N |  | N |  | N | X |  | City of Winfield - (KS) | 20813 | KS | 12.47 |  |  | Enable
13037 | City of Mt Pleasant - (UT) | 7015 | Unit 4 | 11775 E 18500 N | Mt Pleasent | UT | 84647 | Sanpete | 39.5441 | -111.4187 | WECC | PACE | PacifiCorp - East | Pleasant Creek | 22 | RE | 1 | Electric Utility |  | N |  | N |  | N |  |  | X |  | City of Mt Pleasant - (UT) | 13037 | UT | 2.4
3355 | City of Chanute | 7018 | Chanute 3 | 4302 S Plummer | Chanute | KS | 66720 | Neosho | 37.6376 | -95.4704 | SPP | SWPP | Southwest Power Pool | Municipality | 22 | RE | 1 | Electric Utility |  | N |  | N |  | N |  |  | X |  | City of Chanute | 3355 | KS | 69 |  |  | Southern Star
17845 | City of Springville - (UT) | 7028 | Whitehead | 450 W. 600 N. | Springville | UT | 84663 | UTAH | 40.1817 | -111.6203 | WECC | PACE | PacifiCorp - East | Springs | 22 | RE | 1 | Electric Utility |  | N |  | N |  | N |  | N | X |  | City of Springville - (UT) | 17845 | UT | 46 |  |  | Questar
56598 | Major Oak Power, LLC | 7030 | Major Oak Power | 13065 Plant Rd. | Bremond | TX | 76629 | Robertson | 31.0919 | -96.695 | TRE | PNM | Public Service Company of New Mexico | Wells | 22 | NR | 2 | IPP Non-CHP |  | N |  | N |  | N |  | Y | Y | OP | Public Service Co of NM | 15473 | NM | 345 |  |  | Energy Transfer Partners, LP
19876 | Virginia Electric & Power Co | 7032 | Gravel Neck | 5208 Hog Island Road | Surry | VA | 23883 | Surry | 37.1575 | -76.6911 | SERC | PJM | PJM Interconnection, LLC |  | 22 | RE | 1 | Electric Utility |  | N |  | N |  | N |  | N | X |  | Virginia Electric & Power Co | 19876 | VA | 230 |  |  | TCO
11135 | City of Logan - (UT) | 7034 | Hydro II | 1990 E Hwy 89 | Logan | UT | 84321 | Cache | 41.7437 | -111.7832 | WECC | PACE | PacifiCorp - East | Logan River | 22 | RE | 1 | Electric Utility |  | N |  | N |  | N |  | N | X |  | City of Logan - (UT) | 11135 | UT | 12
13902 | NorthWestern Energy | 7039 | Lake (WY) | YellowStone Lake (area) | Yellowstone | WY | 82190 | Teton | 44.415 | -110.5739 | WECC | NWMT | NorthWestern Energy (NWMT) |  | 22 | RE | 1 | Electric Utility |  | N |  | N |  | N |  | N | X |  | NorthWestern Energy LLC - (MT) | 12825 | WY | 50
807 | Arkansas Electric Coop Corp | 7040 | Ellis Hydro | Hwy 59 | Van Buren | AR | 72956 | Crawford | 35.3514 | -94.2943 | SPP | SWPP | Southwest Power Pool | Arkansas River | 22 | RE | 1 | Electric Utility |  | N |  | N |  | N |  | N | X |  | Southwestern Electric Power Co | 17698 | AR | 69
40215 | Cordova Electric Coop, Inc | 7042 | Humpback Creek | Orca Inlet-Mile .05 Hmpbck Crk | Cordova | AK | 99574 | Valdez Cordova | 60.6128 | -145.6794 | ASCC |  |  | Humpback Creek | 22 | RE | 1 | Electric Utility |  | N |  | N |  | N |  | N | X |  | Cordova Electric Coop, Inc | 40215 | AK | 13
39006 | Brookfield White Pine Hydro LLC | 7044 | Bates Mill Upper | 63 Canal Street (Rear) | Lewiston | ME | 4240 | Androscoggin | 44.0959 | -70.219 | NPCC | ISNE | ISO New England Inc. | Androscoggin River | 22 | NR | 2 | IPP Non-CHP |  | N |  | N |  | Y | 99-35-000 |  | X |  | Central Maine Power Co | 3266 | ME | 0.6
39006 | Brookfield White Pine Hydro LLC | 7048 | Hill Mill | 141 Canal Street | Lewiston | ME | 4240 | Androscoggin | 44.0929 | -70.217 | NPCC | ISNE | ISO New England Inc. | Androscoggin River | 22 | NR | 2 | IPP Non-CHP |  | N |  | N |  | Y | 99-35-000 |  | X |  | Central Maine Power Co | 3266 | ME | 0.6
20151 | Washington Electric Coop - (VT) | 7051 | Wrightsville Hydro Plant | 329 Mill Road | Montpelier | VT | 5602 | Washington | 44.3097 | -72.5753 | NPCC | ISNE | ISO New England Inc. | Wrightsville Dam Reservoir | 22 | RE | 1 | Electric Utility |  | N |  | N |  | N |  |  | X |  | Washington Electric Coop - (VT) | 20151 | VT | 12.4
7601 | Green Mountain Power Corp | 7056 | Bolton Falls | 341 Power Plant Road | Duxbury | VT | 5676 | Washington | 44.3594 | -72.8167 | NPCC | ISNE | ISO New England Inc. | Winooski River | 22 | RE | 1 | Electric Utility |  | N |  | N |  | N |  |  | X |  | Green Mountain Power Corp | 7601 | VT | 34.5
4715 | Dahlberg Light & Power Co | 7058 | Solon Diesel | 9178 E Dahlberg Parkway | Solon Springs | WI | 54873 | Douglas | 46.359 | -91.8236 | MRO | MISO | Midcontinent Independent Transmission System Operator, Inc.. | Wells | 22 | RE | 1 | Electric Utility |  | N |  | N |  | N |  | N | X |  | Dahlberg Light & Power Co | 4715 | WI | 69
17141 | City of Sibley - (IA) | 7060 | Sibley No Two | 321 11th St. | Sibley | IA | 51249 | Osceola | 43.3969 | -95.7497 | MRO | MISO | Midcontinent Independent Transmission System Operator, Inc.. | Municipality | 22 | RE | 1 | Electric Utility |  | N |  | N |  | N |  | N | X |  | ITC Midwest LLC | 56161 |  | 12 |  |  | Interstate Power & Light
189 | PowerSouth Energy Cooperative | 7063 | McIntosh (AL) | Hwy 43, Mile 37.5 | McIntosh | AL | 36553 | Washington | 31.2546 | -88.0299 | SERC | AEC | PowerSouth Energy Cooperative | Ciba | 22 | RE | 1 | Electric Utility |  | N |  | N |  | N |  |  | X |  | PowerSouth Energy Cooperative | 189 |  | 230 | 115 |  | Bay Gas
2518 | U S Bureau of Reclamation | 7066 | Stampede | n/a | Truckee | CA | 96161 | Sierra | 39.4704 | -120.1046 | WECC | WALC | Western Area Power Administration - Desert Southwest Region | Little Truckee River | 22 | RE | 1 | Electric Utility |  | N |  | N |  | N |  |  | X |  | WAPA-- Western Area Power Administration | 27000 | CA | 60
3255 | California Dept. of Water Resources | 7072 | Mojave Siphon | 16001 Hwy. 173 | Hesperia | CA | 92345 | San Bernardino | 34.3074 | -117.3235 | WECC | CISO | California Independent System Operator | California Aqueduct | 22 | RE | 1 | Electric Utility |  | N |  | N |  | N |  |  | X |  | Southern California Edison Co | 17609 | CA | 115
9191 | Idaho Power Co | 7079 | Upper Salmon B | Bell Rapids Road | Hagerman | ID | 83332 | Twin Falls | 42.7664 | -114.9082 | WECC | IPCO | Idaho Power Company | Snake River | 22 | RE | 1 | Electric Utility |  | N |  | N |  | N |  | N | X |  | Idaho Power Co | 9191 | ID | 138
17874 | City of St George | 7080 | St George Red Rock | 695 East Red Hills Park Way | St George | UT | 84770 | Washington | 37.1067 | -113.5953 | WECC | PACE | PacifiCorp - East | Municipality Cooling Tower | 22 | RE | 1 | Electric Utility |  | N |  | N |  | N |  |  | X |  | City of St George | 17874 | UT | 69
13407 | Nevada Power Co | 7082 | Harry Allen | 14601 North Las Vegas Blvd | Las Vegas | NV | 89124 | Clark | 36.4306 | -114.9024 | WECC | NEVP | Nevada Power Company |  | 22 | RE | 1 | Electric Utility |  | N |  | N |  | N |  |  | X |  | Nevada Power Co | 13407 | NV | 525 |  |  | Kern River
16604 | City of San Antonio - (TX) | 7097 | J K Spruce | 12940 US Hwy 181 South | San Antonio | TX | 78263 | Bexar | 29.3097 | -98.3203 | TRE | ERCO | Electric Reliability Council of Texas, Inc. | San Antonio River | 22 | RE | 1 | Electric Utility |  | N |  | N |  | N |  | Y | N | OP | City of San Antonio - (TX) | 16604 | TX | 345 |  |  | Interprise Texas Pipline
17539 | South Carolina Electric&Gas Company | 7106 | NA 1 (SC) | unsited | unsited | SC | 0 | NOT IN FILE |  |  | SERC |  |  |  | 22 | RE | 1 | Electric Utility |  | N |  | N |  | N |  |  | X
8366 | Heber Light & Power Company | 7111 | Heber City | 750 West 350 South | Heber City | UT | 84032 | Wasatch | 40.5037 | -111.4252 | WECC | PACE | PacifiCorp - East | Municipality | 22 | RE | 1 | Electric Utility |  | N |  | N |  | N |  |  | X |  | Heber Light & Power Company | 8366 | UT | 46 |  |  | Questar Pipeline
12385 | Metlakatla Power & Light | 7112 | Centennial | Walden Point Road | Metlakatla | AK | 99926 | Prince of Wales Ketchikan | 55.1214 | -131.5603 | ASCC |  |  |  | 22 | RE | 1 | Electric Utility |  | N |  | N |  | N |  |  | X |  | Metlakatla Power & Light | 12385 | AK | 12.47
14624 | PUD No 2 of Grant County | 7113 | PEC Headworks | SR 262 | Moses Lake | WA | 98837 | Grant | 47.1596 | -119.8963 | WECC | GCPD | Public Utility District No. 2 of Grant County, Washington | Potholes Reservoir | 22 | RE | 1 | Electric Utility |  | N |  | N |  | N |  |  | X |  | PUD No 2 of Grant County | 14624 | WA | 115
19578 | Upper Peninsula Power Company | 7115 | Hoist | Hoist Dam Rd | Negaunee | MI | 49866 | Marquette | 46.5628 | -87.5686 | MRO | MISO | Midcontinent Independent Transmission System Operator, Inc.. | Dead River | 22 | RE | 1 | Electric Utility |  | N |  | N |  | N |  |  | X |  | Upper Peninsula Power Co | 19578 | MI | 33
19578 | Upper Peninsula Power Company | 7116 | McClure Dam | 800 Forestville Rd | Marquette | MI | 49855 | Marquette | 46.5717 | -87.4764 | MRO | MISO | Midcontinent Independent Transmission System Operator, Inc.. | Dead River | 22 | RE | 1 | Electric Utility |  | N |  | N |  | N |  | N | X |  | Upper Peninsula Power Co | 19578 | MI | 33
58149 | Renewable World Energies LLC | 7118 | Cataract (MI) | 1200 N Cataract | Gwinn | MI | 49841 | Marquette | 46.3156 | -87.5128 | MRO | MISO | Midcontinent Independent Transmission System Operator, Inc.. | Escanaba River | 22 | NR | 2 | IPP Non-CHP |  | N |  | N |  | N |  |  | X |  | Upper Peninsula Power Co | 19578 | MI | 69
19578 | Upper Peninsula Power Company | 7119 | Gladstone | 11 Delta Av | Gladstone | MI | 49837 | Delta | 45.8475 | -87.0036 | MRO | MISO | Midcontinent Independent Transmission System Operator, Inc.. |  | 22 | RE | 1 | Electric Utility |  | N |  | N |  | N |  | N | X |  | Upper Peninsula Power Co | 19578 | MI | 69
5416 | Duke Energy Carolinas, LLC | 7125 | Bad Creek | HC-76 Box 170, Hwy 130 N | Salem | SC | 29676 | Oconee | 35.0075 | -82.9975 | SERC | DUK | Duke Energy Carolinas | Lake Jocassee - Bad Creek | 22 | RE | 1 | Electric Utility |  | N |  | N |  | N |  | N | X |  | Duke Energy Carolinas, LLC | 5416 | SC | 500
18429 | City of Tacoma - (WA) | 7127 | Wynoochee | 5120 Wynoochee Valley Road | Montesano | WA | 98520 | Grays Harbor | 47.3851 | -123.6052 | WECC | TPWR | City of Tacoma, Department of Public Utilities, Light Division | Wynoochee River | 22 | RE | 1 | Electric Utility |  | N |  | N |  | N |  | N | X |  | City of Tacoma - (WA) | 18429 | WA | 34.5
332 | Allegheny Electric Coop Inc | 7128 | William F Matson Generating Station | 13797 Point Road | Huntingdon | PA | 16652 | HUNTINGDON | 40.4329 | -78.0029 | RFC | PJM | PJM Interconnection, LLC | Raystown Branch Juniata River | 22 | RE | 1 | Electric Utility |  | N |  | N |  | N |  | N | X |  | Pennsylvania Electric Co | 14711 | PA | 46
3255 | California Dept. of Water Resources | 7129 | Thermalito Diverson Dam | 460 Glen Dr. | Oroville | CA | 95966 | Butte | 39.5287 | -121.5464 | WECC | CISO | California Independent System Operator | Penstocks Feather River | 22 | RE | 1 | Electric Utility |  | N |  | N |  | N |  |  | X |  | Pacific Gas & Electric Co | 14328 | CA | 230
8287 | Hawaii Electric Light Co Inc | 7130 | Puna | Puna Mill Road | Keaau | HI | 96749 | Hawaii | 19.6316 | -155.0313 | HICC |  |  | Puna Well | 22 | RE | 1 | Electric Utility |  | N |  | N |  | N |  | N | X |  | Hawaii Electric Light Co Inc | 8287 | HI | 13.8
11292 | City of Lubbock - (TX) | 7131 | Brandon Station | 1201 Hartford Ave | Lubbock | TX | 79409 | Lubbock | 33.5853 | -101.8861 | SPP | SWPP | Southwest Power Pool | Municipality | 22 | RE | 1 | Electric Utility |  | N |  | N |  | N |  |  | X |  | City of Lubbock - (TX) | 11292 | TX | 69 |  |  | MARKWEST POWER TEX LLC
2010 | City of Bountiful | 7132 | Pine View Dam | 902 Ogden Canyon | Ogden | UT | 84401 | Weber | 41.2543 | -111.8485 | WECC | PACE | PacifiCorp - East | Ogden River | 22 | RE | 1 | Electric Utility |  | N |  | N |  | N |  |  | X |  | PacifiCorp | 14354 | UT | 46
807 | Arkansas Electric Coop Corp | 7135 | Whillock | Cherokee Park | Morrilton | AR | 72110 | Conway | 35.1276 | -92.7903 | SERC | MISO | Midcontinent Independent Transmission System Operator, Inc.. | Arkansas River | 22 | RE | 1 | Electric Utility |  | N |  | N |  | N |  | N | X |  | Entergy Arkansas Inc | 814 | AR | 161
9417 | Interstate Power and Light Co | 7137 | Grinnell | County Rd F-27, RR2 | Grinnell | IA | 50112 | Poweshiek | 41.7529 | -92.7489 | MRO | MISO | Midcontinent Independent Transmission System Operator, Inc.. |  | 22 | RE | 1 | Electric Utility |  | N |  | N |  | N |  | N | X |  | ITC Midwest LLC | 56161 |  | 69 |  |  | Northern Natural Gas
50168 | Maxim Power (USA) Inc | 7138 | Forked River | 789 South Main Street | Forked River | NJ | 8731 | Ocean | 39.8154 | -74.2098 | RFC | PJM | PJM Interconnection, LLC | Wells | 22 | NR | 2 | IPP Non-CHP |  | N |  | N |  | Y | 08-3-000 | N | X |  | Jersey Central Power & Lt Co | 9726 | NJ | 230 |  |  | New Jersey Natural Gas
12341 | MidAmerican Energy Co | 7145 | Pleasant Hill | 3191 SE 45 St. | Pleasant Hill | IA | 50317 | Polk | 41.5572 | -93.5242 | MRO | MISO | Midcontinent Independent Transmission System Operator, Inc.. |  | 22 | RE | 1 | Electric Utility |  | N |  | N |  | N |  | N | X |  | MidAmerican Energy Co | 12341 | IA | 69 |  |  | Northern Natural Gas
56505 | National Grid Generation LLC | 7146 | Wading River | 1 LILCO Rd | Wading River | NY | 11972 | Suffolk | 40.9569 | -72.8774 | NPCC | NYIS | New York Independent System Operator |  | 22 | RE | 1 | Electric Utility |  | N |  | N |  | N |  |  | X |  | Long Island Power Authority | 11171 | NY | 138
17609 | Southern California Edison Co | 7147 | Mill Creek 3 | Hwy38 San Bernardino Nat'l For | Mill Creek | CA | 96061 | San Bernardino | 34.088 | -117.0395 | WECC | CISO | California Independent System Operator | Mill Creek | 22 | RE | 1 | Electric Utility |  | N |  | N |  | N |  |  | X |  | Southern California Edison Co | 17609 | CA | 12
17609 | Southern California Edison Co | 7148 | San Gorgonio 1 | Banning Canyon | Banning | CA | 92220 | Riverside | 34.0304 | -116.8571 | WECC | CISO | California Independent System Operator | White Water River | 22 | RE | 1 | Electric Utility |  | N |  | N |  | N |  |  | X |  | Southern California Edison Co | 17609 | CA | 33
16655 | City of Santa Clara - (CA) | 7151 | Stony Gorge | County Road 306 | Elk Creek | CA | 95939 | Glenn | 39.5869 | -122.5332 | WECC | CISO | California Independent System Operator | Stony Gorge Reservoir | 22 | RE | 1 | Electric Utility |  | N |  | N |  | N |  | N | X |  | Pacific Gas & Electric Co | 14328 | CA | 60
56609 | Calpine Mid-Atlantic Generation LLC | 7153 | Hay Road | 198 Hay Road | Wilmington | DE | 19809 | New Castle | 39.7436 | -75.5072 | RFC | PJM | PJM Interconnection, LLC | Delaware River | 22 | NR | 2 | IPP Non-CHP |  | N |  | N |  | Y | 03-84 | N | X |  | Delmarva Power | 5027 | DE | 230 | 138 | 69 | Delmarva Hay Road Pipeline
9417 | Interstate Power and Light Co | 7155 | Lime Creek | 24510 Orchid Ave | Mason City | IA | 50401 | Cerro Gordo | 43.2481 | -93.205 | MRO | MISO | Midcontinent Independent Transmission System Operator, Inc.. |  | 22 | RE | 1 | Electric Utility |  | N |  | N |  | N |  | N | X |  | ITC Midwest LLC | 56161 |  | 69
55729 | Duke Energy Kentucky Inc | 7158 | Woodsdale | 2100 Woodsdale Rd | Trenton | OH | 45067 | Butler | 39.4492 | -84.4611 | RFC | PJM | PJM Interconnection, LLC |  | 22 | RE | 1 | Electric Utility |  | N |  | N |  | N |  | N | X |  | Duke Energy Ohio Inc | 3542 | OH | 345 |  |  | Texas Eastern Transmission Co
20847 | Wisconsin Electric Power Co | 7159 | Concord | N8914 County Highway E | Watertown | WI | 53094 | Jefferson | 43.1669 | -88.69 | RFC | MISO | Midcontinent Independent Transmission System Operator, Inc.. |  | 22 | RE | 1 | Electric Utility |  | N |  | N |  | N |  | N | X |  | American Transmission Co | 659 | WI | 138 |  |  | ANR, Guardian
2850 | Central Arizona Water Conservation Dist | 7164 | Waddell | 39300 N Lake Pleasant Rd | Peoria | AZ | 85383 | Maricopa | 33.8447 | -112.2714 | WECC | WALC | Western Area Power Administration - Desert Southwest Region | Agua Fria River | 22 | RE | 1 | Electric Utility |  | N |  | N |  | N |  | N | X |  | Arizona Public Service Co | 803 | AZ | 230
13718 | City of North Little Rock - (AR) | 7166 | Murray | 4000 Cooks Landing | North Little Rock | AR | 72115 | Pulaski | 34.7956 | -92.3569 | SERC | MISO | Midcontinent Independent Transmission System Operator, Inc.. | Arkansas River | 22 | RE | 1 | Electric Utility |  | N |  | N |  | N |  | N | X |  | Entergy Arkansas Inc | 814 | AR | 115
12385 | Metlakatla Power & Light | 7168 | Chester Lake | Walden Point Road | Metlakatla | AK | 99926 | Prince of Wales Ketchikan | 55.1169 | -131.5459 | ASCC |  |  | Chester Lake | 22 | RE | 1 | Electric Utility |  | N |  | N |  | N |  |  | X |  | Metlakatla Power & Light | 12385 | AK | 12.47
219 | Alaska Power and Telephone Co | 7169 | Northway | Milepost 1314 AK Hwy | Tok | AK | 99764 | Southeast Fairbanks | 62.9617 | -141.9372 | ASCC |  |  | Well | 22 | RE | 1 | Electric Utility |  | N |  | N |  | N |  | N | X |  | Alaska Power and Telephone Co | 219 | AK | 14.4
1276 | Barrow Utils & Elec Coop, Inc | 7173 | Barrow | 1295 Agvik Street | Barrow | AK | 99723 | North Slope | 71.292 | -156.7786 | ASCC |  |  |  | 22 | RE | 1 | Electric Utility |  | N |  | N |  | N |  | N | X |  | Barrow Utils & Elec Coop, Inc | 1276 | AK | 4 |  |  | North Slope Borough
7833 | Gwitchyaa Zhee Utility Co | 7174 | Gwitchyaa Zhee | Spruce St & Fifth Ave | Fort Yukon | AK | 99740 | Yukon Koyukuk | 66.5208 | -145.3064 | ASCC |  |  | Yukon River | 22 | RE | 1 | Electric Utility |  | N |  | N |  | N |  |  | X |  | Gwitchyaa Zhee Utility Co | 7833 | AK | 4.16
3990 | Colorado River Indian Irr Proj | 7179 | Headgate Rock | Headgate Rock Road | Parker | AZ | 85344 | La Paz | 34.1683 | -114.2774 | WECC | WALC | Western Area Power Administration - Desert Southwest Region | Colorado River | 22 | RE | 1 | Electric Utility |  | N |  | N |  | N |  |  | X |  | Colorado River Indian Irr Proj | 3990 | AZ | 69
4959 | Aniak Light & Power Co Inc | 7182 | Aniak | 4th Boundary Ave. | Aniak | AK | 99557 | Bethel | 61.5807 | -159.5356 | ASCC |  |  | Private Well | 22 | RE | 1 | Electric Utility |  | N |  | N |  | N |  |  | X |  | Aniak Light & Power Co Inc | 4959 | AK | 2.4
9188 | I-N-N Electric Coop, Inc | 7183 | Newhalen | 1001 Fire Lane | Iliamna | AK | 99606 | Lake and Peninsula | 59.8991 | -154.6987 | ASCC |  |  | Tazimina River | 22 | RE | 1 | Electric Utility |  | N |  | N |  | N |  | N | X |  | I-N-N Electric Coop, Inc | 9188 | AK | 2.5
14063 | Oklahoma Gas & Electric Co | 7185 | Conoco | 1200 S. Pine St. | Ponca City | OK | 74603 | Kay | 36.6744 | -97.0603 | SPP | SWPP | Southwest Power Pool |  | 22 | RE | 1 | Electric Utility |  | N |  | N |  | N |  |  | X
15783 | City of Redding - (CA) | 7189 | Whiskeytown | Whiskeytown Dam | Whiskeytown | CA | 96001 | SHASTA | 40.5976 | -122.5387 | WECC | WALC | Western Area Power Administration - Desert Southwest Region | Whiskeytown Lake | 22 | RE | 1 | Electric Utility |  | N |  | N |  | N |  | N | X |  | WAPA-- Western Area Power Administration | 27000 | CA | 230
9191 | Idaho Power Co | 7190 | Milner Hydro | 3625 North 5200 East | Murtaugh | ID | 83344 | Cassia | 42.5268 | -114.0369 | WECC | IPCO | Idaho Power Company | Snake River | 22 | RE | 1 | Electric Utility |  | N |  | N |  | N |  | N | X |  | Idaho Power Co | 9191 | ID | 138
56477 | Tallassee Shoals LLC | 7191 | Tallassee Hydro Project | 2395 Tallassee Rd | Clarke | GA | 30607 | CLARKE | 33.9892 | -83.4984 | SERC | SOCO | Southern Company Services, Inc. - Trans | Middle Oconee River | 22 | NR | 2 | IPP Non-CHP |  | N |  | N |  | N |  | N | X |  | Georgia Transmission Corp | 7197 | GA | 46
19449 | USACE-Fort Worth District | 7200 | Robert D Willis | Route 3 Box 486 | Jasper | TX | 75951 | Jasper | 30.7975 | -94.1756 | TRE | MISO | Midcontinent Independent Transmission System Operator, Inc.. | Angelina River | 22 | RE | 1 | Electric Utility |  | N |  | N |  | N |  |  | X |  | Jasper-Newton Elec Coop, Inc | 9668 | TX | 25
20856 | Wisconsin Power & Light Co | 7203 | South Fond Du Lac | 5356 River Rd | Fond du Lac | WI | 54937 | Fond Du Lac | 43.7353 | -88.4967 | MRO | MISO | Midcontinent Independent Transmission System Operator, Inc.. |  | 22 | RE | 1 | Electric Utility |  | N |  | N |  | N |  | N | X |  | American Transmission Co | 659 | WI | 138 |  |  | ANR
17539 | South Carolina Electric&Gas Company | 7210 | Cope | 405 Teamwork Road | Cope | SC | 29038 | Orangeburg | 33.3644 | -81.03 | SERC | SCEG | South Carolina Electric & Gas Company | Wells | 22 | RE | 1 | Electric Utility |  | N |  | N |  | N |  | N | X |  | South Carolina Electric&Gas Company | 17539 | SC | 230 |  |  | Dominion Carolina Gas Transmission, LLC
19876 | Virginia Electric & Power Co | 7212 | Darbytown | 6001 Fergus Blvd | Richmond | VA | 23883 | Henrico | 37.4982 | -77.3685 | SERC | PJM | PJM Interconnection, LLC |  | 22 | RE | 1 | Electric Utility |  | N |  | N |  | N |  | N | X |  | Virginia Electric & Power Co | 19876 | VA | 230 |  |  | DTI
19876 | Virginia Electric & Power Co | 7213 | Clover | P. O. Box 245 Route 92 | Clover | VA | 24534 | Halifax | 36.869 | -78.704 | SERC | PJM | PJM Interconnection, LLC | Roanoke River | 22 | RE | 1 | Electric Utility |  | N |  | N |  | N |  | N | X |  | Virginia Electric & Power Co | 19876 | VA | 230
15470 | Duke Energy Indiana, LLC | 7228 | NA 1 (IN) |  |  | IN | 0 | NOT IN FILE |  |  | RFC |  |  |  | 22 | RE | 1 | Electric Utility |  | N |  | N |  | N |  |  | X
16655 | City of Santa Clara - (CA) | 7229 | Black Butte | County Road 200 | Orland | CA | 95963 | Tehama | 39.8149 | -122.3323 | WECC | CISO | California Independent System Operator | Black Butte Lake | 22 | RE | 1 | Electric Utility |  | N |  | N |  | N |  | N | X |  | Pacific Gas & Electric Co | 14328 | CA | 60
16655 | City of Santa Clara - (CA) | 7231 | Gianera | 2339 Gianera Street | Santa Clara | CA | 95054 | Santa Clara | 37.401 | -121.9687 | WECC | CISO | California Independent System Operator | Municipality Water | 22 | RE | 1 | Electric Utility |  | N |  | N |  | N |  | N | X |  | City of Santa Clara - (CA) | 16655 | CA | 60 |  |  | PG&E Line 132
16655 | City of Santa Clara - (CA) | 7232 | Santa Clara Cogen | 524 Robert Avenue | Santa Clara | CA | 95054 | Santa Clara | 37.3643 | -121.9442 | WECC | CISO | California Independent System Operator | Municipality Water | 22 | RE | 1 | Electric Utility |  | N |  | N |  | N |  | N | X |  | City of Santa Clara - (CA) | 16655 | CA | 12 |  |  | PG&E Line 132
3989 | City of Colorado Springs - (CO) | 7233 | Tesla | 690 W Monument Creek Rd | Colorado Springs | CO | 80840 | El Paso | 38.9737 | -104.9011 | WECC | WACM | Western Area Power Administration - Rocky Mountain Region | Municipality | 22 | RE | 1 | Electric Utility |  | N |  | N |  | N |  | N | X |  | City of Colorado Springs - (CO) | 3989 | CO | 34.5
13781 | Northern States Power Co - Minnesota | 7237 | Angus Anson | 7100 East Rice St. | Sioux Falls | SD | 57101 | Minnehaha | 43.6035 | -96.6356 | MRO | MISO | Midcontinent Independent Transmission System Operator, Inc.. |  | 22 | RE | 1 | Electric Utility |  | N |  | N |  | N |  | N | X |  | Northern States Power Co - Minnesota | 13781 | SD | 115 |  |  | Northern Natural Gas Pipeline
10376 | Kissimmee Utility Authority | 7238 | Cane Island | 6075 Old Tampa Highway | Intercession City | FL | 33848 | Osceola | 28.2764 | -81.533 | FRCC | FMPP | Florida Municipal Power Pool | Municipality | 22 | RE | 1 | Electric Utility |  | N |  | N |  | N |  | N | X |  | Kissimmee Utility Authority | 10376 | FL | 230 |  |  | FLorida Gas Transmission, Gulfstream
18454 | Tampa Electric Co | 7242 | Polk | 9995 State Road 37 South | Mulberry | FL | 33860 | Polk | 27.7286 | -81.9897 | FRCC | TEC | Tampa Electric Company | Lake | 22 | RE | 1 | Electric Utility |  | N |  | N |  | N |  | N | X |  | Tampa Electric Co | 18454 | FL | 230 |  |  | Florida Gas Transmission Gulf Stream
807 | Arkansas Electric Coop Corp | 7246 | Dam 2 | Jarvis Point Park | Dumas | AR | 71639 | Desha | 33.9865 | -91.3158 | SERC | MISO | Midcontinent Independent Transmission System Operator, Inc.. | Arkansas River | 22 | RE | 1 | Electric Utility |  | N |  | N |  | N |  | N | X |  | Entergy Arkansas Inc | 814 | AR | 115
12710 | Missouri Basin Muni Power Agny | 7247 | Watertown Power Plant | 123 4th St NE | Watertown | SD | 57201 | Codington | 44.9017 | -97.1083 | MRO | SWPP | Southwest Power Pool |  | 22 | RE | 1 | Electric Utility |  | N |  | N |  | N |  |  | X |  | WAPA-- Western Area Power Administration | 27000 | SD | 115
213 | Alaska Electric Light&Power Co | 7250 | Auke Bay | 12480 Mendenhall Loop Rd. | Juneau | AK | 99801 | Juneau | 58.3875 | -134.6446 | ASCC |  |  |  | 22 | RE | 1 | Electric Utility |  | N |  | N |  | N |  |  | X |  | Alaska Electric Light&Power Co | 213 | AK | 69
17539 | South Carolina Electric&Gas Company | 7253 | NA 5 | unsited | unsited | SC | 0 | NOT IN FILE |  |  | SERC |  |  |  | 22 | RE | 1 | Electric Utility |  | N |  | N |  | N |  |  | X
19099 | TransAlta Centralia Gen LLC | 7259 | Skookumchuck | 10510 Skookumchuck Rd | Tenino | WA | 98530 | Thurston | 46.7844 | -122.7197 | WECC | BPAT | Bonneville Power Administration | Skookumchuck River | 22 | NR | 2 | IPP Non-CHP |  | N |  | N |  | Y | 05-2-000 |  | X |  | Bonneville Power Administration | 1738 | WA | 1
11843 | Maui Electric Co Ltd | 7264 | Miki Basin | 1001 Miki Road | Lanai City | HI | 96763 | Maui | 20.79 | -156.9342 | HICC |  |  | Municipality | 22 | RE | 1 | Electric Utility |  | N |  | N |  | N |  | N | X |  | Maui Electric Co Ltd | 11843 | HI | 12.47
12745 | Modesto Irrigation District | 7266 | Woodland | 920 Woodland Ave. | Modesto | CA | 95351 | Stanislaus | 37.6526 | -121.0204 | WECC | BANC | Balancing Authority of Northern California | Municipality | 22 | RE | 1 | Electric Utility |  | N |  | N |  | N |  | N | X |  | Modesto Irrigation District | 12745 | CA | 69 |  |  | PG&E Line 300
8723 | City of Holland | 7268 | 491 E 48th Street | 491 E 48th Street | Holland | MI | 49423 | Allegan | 42.7553 | -86.0853 | RFC | MISO | Midcontinent Independent Transmission System Operator, Inc.. |  | 22 | RE | 1 | Electric Utility |  | N |  | N |  | N |  | N | X |  | City of Holland | 8723 | MI | 138 |  |  | Cit of Holland Public Works
20847 | Wisconsin Electric Power Co | 7270 | Paris (WI) | 335 North 172nd Avenue | Union Grove | WI | 53182 | Kenosha | 42.6658 | -88.0131 | RFC | MISO | Midcontinent Independent Transmission System Operator, Inc.. |  | 22 | RE | 1 | Electric Utility |  | N |  | N |  | N |  | N | X |  | American Transmission Co | 659 | WI | 138 |  |  | ANR
5416 | Duke Energy Carolinas, LLC | 7277 | Lincoln Combustion | 6769 Old Plank Road | Stanley | NC | 28164 | Lincoln | 35.4317 | -81.0347 | SERC | DUK | Duke Energy Carolinas | Killian Creek | 22 | RE | 1 | Electric Utility |  | N |  | N |  | N |  | N | X |  | Duke Energy Carolinas, LLC | 5416 | NC | 230 |  |  | Piedmont Natural Gas
4065 | City of Columbus - (OH) | 7279 | O'Shaughnessy Hydro | 5959 Glick Rd | Dublin | OH | 43017 | Delaware | 40.1533 | -83.1267 | RFC | PJM | PJM Interconnection, LLC | O'Shaughnessy Reservoir | 22 | RE | 1 | Electric Utility |  | N |  | N |  | N |  |  | X |  | City of Columbus - (OH) | 4065 | OH | 35
6949 | City of Gardner - (KS) | 7281 | Gardner Energy Center | 1150 E. Sante Fe | Gardner | KS | 66030 | Johnson | 38.8308 | -94.8903 | SPP | SWPP | Southwest Power Pool |  | 22 | RE | 1 | Electric Utility |  | N |  | N |  | N |  | N | X |  | City of Gardner - (KS) | 6949 | KS | 161 |  |  | Southern Star
14446 | Paragould Light & Water Comm | 7283 | Paragould Turbine | 1901 Jones Road | Paragould | AR | 72450 | Greene | 36.0243 | -90.5092 | SPP | SPA | Southwestern Power Administration |  | 22 | RE | 1 | Electric Utility |  | N |  | N |  | N |  |  | X |  | Paragould Light & Water Comm | 14446 | AR | 13.2 |  |  | CenterPoint Energy Services, Inc.
40577 | American Mun Power-Ohio, Inc | 7286 | Richard Gorsuch | 16600 State Rt. 7 South | Marietta | OH | 45750 | Washington | 39.3664 | -81.5211 | RFC | PJM | PJM Interconnection, LLC | Ohio River | 22 | RE | 1 | Electric Utility |  | N |  | N |  | N |  | N | X |  | Ohio Power Co | 14006 | OH | 138
56606 | Calpine New Jersey Generation LLC | 7288 | Sherman Avenue | Orchard Road | Vineland | NJ | 8360 | Cumberland | 39.451 | -75.0578 | RFC | PJM | PJM Interconnection, LLC |  | 22 | NR | 2 | IPP Non-CHP |  | N |  | N |  | Y | 03-85 |  | X |  | Atlantic City Electric Co | 963 | NJ | 138 |  |  | South Jersey Gas
15776 | Reedy Creek Improvement Dist | 7294 | Central Energy Plant | 5300 North Cast Drive | Lake Buena Vista | FL | 32830 | Orange | 28.4263 | -81.5809 | FRCC | FPC | Progress Energy Florida | Municipality | 22 | RE | 1 | Electric Utility |  | N |  | N |  | N |  | N | X |  | Reedy Creek Improvement Dist | 15776 | FL | 69 |  |  | Florida Gas Transmission Co. Inc.
5860 | Empire District Electric Co | 7296 | State Line Combined Cycle | 2299 S State Line Ave | Joplin | MO | 64804 | Jasper | 37.0659 | -94.614 | SPP | SWPP | Southwest Power Pool | Municipality, Wells | 22 | RE | 1 | Electric Utility |  | N |  | N |  | N |  | N | X |  | Empire District Electric Co | 5860 | MO | 161 |  |  | Southern Star
17539 | South Carolina Electric&Gas Company | 7300 | NA 8 | unsited | unsited | SC | 0 | NOT IN FILE |  |  | SERC |  |  |  | 22 | RE | 1 | Electric Utility |  | N |  | N |  | N |  |  | X
6455 | Duke Energy Florida, Inc | 7302 | Hines Energy Complex | 7700 County Road 555 | Bartow | FL | 33830 | Polk | 27.7882 | -81.87 | FRCC | FPC | Progress Energy Florida | Cooling Ponds | 22 | RE | 1 | Electric Utility |  | N |  | N |  | N |  | N | X |  | Duke Energy Florida, Inc | 6455 | FL | 230 |  |  | Florida Gas Transmission and Gulfstream Natural Gas System
14400 | City of Palmyra - (MO) | 7304 | Palmyra Municipal 2 | 210 North Dickerson | Palmyra | MO | 63461 | MARION | 39.801 | -91.5245 | SERC | AECI | Associated Electric Cooperative, Inc. | Municipal Cooling | 22 | RE | 1 | Electric Utility |  | N |  | N |  | N |  | N | X |  | Associated Electric Coop, Inc | 924 |  | 69 |  |  | Panhandle Eastern
15783 | City of Redding - (CA) | 7307 | Redding Power | 17120 Clear Creek Road | Redding | CA | 96001 | Shasta | 40.5073 | -122.4233 | WECC | BANC | Balancing Authority of Northern California | City Of Redding | 22 | RE | 1 | Electric Utility |  | N |  | N |  | N |  | N | X |  | City of Redding - (CA) | 15783 | CA | 115 |  |  | PG&E Natural Gas
15296 | New York Power Authority | 7314 | Richard M Flynn | 607 Union Ave | Holtsville | NY | 11742 | Suffolk | 40.8158 | -73.064 | NPCC | NYIS | New York Independent System Operator | Wells | 22 | RE | 1 | Electric Utility |  | N |  | N |  | N |  | N | X |  | Long Island Power Authority | 11171 | NY | 138 |  |  | National Grid
19281 | Turlock Irrigation District | 7315 | Almond Power Plant | 4500 Crows Landing Road | Modesto | CA | 95358 | STANISLAUS | 37.5744 | -120.985 | WECC | TIDC | Turlock Irrigation District | Municipality | 22 | RE | 1 | Electric Utility |  | N |  | N |  | N |  | N | X |  | Turlock Irrigation District | 19281 | CA | 69 |  |  | PG&E local distribution
2518 | U S Bureau of Reclamation | 7317 | Buffalo Bill | n/a | Cody | WY | 82414 | Park | 44.5082 | -109.1707 | WECC | WAUW | Western Area Power Administration UGP West | Shoshone River | 22 | RE | 1 | Electric Utility |  | N |  | N |  | N |  |  | X |  | WAPA-- Western Area Power Administration | 27000 | WY | 69
54899 | NAES Corporation - (DE) | 7318 | Van Sant Station | 125 Electric Avenue | Dover | DE | 19904 | Kent | 39.145 | -75.5482 | RFC | PJM | PJM Interconnection, LLC | No Cooling Water Emiss Ctrl On | 22 | NR | 2 | IPP Non-CHP |  | N |  | N |  | N |  |  | X |  | City of Dover - (DE) | 5335 | DE | 13.8 | 69 |  | Eastern Shore Natural Gas Company
54888 | NRG Texas Power LLC | 7325 | San Jacinto Steam Electric Station | 845 Sens Road | La Porte | TX | 77571 | Harris | 29.6948 | -95.0406 | TRE | ERCO | Electric Reliability Council of Texas, Inc. | Dupont | 22 | NR | 2 | IPP Non-CHP |  | N |  | N |  | N |  | N | X |  | CenterPoint Energy | 8901 | TX | 138 |  |  | Kinder Morgan Energy Transfer Service
9234 | Indiana Municipal Power Agency | 7335 | Richmond | 4752 Gates Road | Centerville | IN | 47330 | Wayne | 39.8396 | -84.9657 | RFC | PJM | PJM Interconnection, LLC |  | 22 | RE | 1 | Electric Utility |  | N |  | N |  | N |  | N | X |  | Indiana Michigan Power Co | 9324 | IN | 69 |  |  | Pandhandle
9234 | Indiana Municipal Power Agency | 7336 | Anderson | 6035 Park Road | Anderson | IN | 46011 | Madison | 40.0529 | -85.7389 | RFC | PJM | PJM Interconnection, LLC |  | 22 | RE | 1 | Electric Utility |  | N |  | N |  | N |  |  | X |  | Indiana Michigan Power Co | 9324 | IN | 138 |  |  | Panhandle
19794 | Omya Inc | 7337 | Florence | Florence Road | Florence | VT | 5744 | Rutland | 43.7089 | -73.0631 | NPCC | ISNE | ISO New England Inc. | Pittsford Municipal Water Supp | 22 | RE | 1 | Electric Utility |  | N |  | N |  | N |  |  | X |  | Vermont Electric Power Co, Inc | 19792 | VT | 46
16655 | City of Santa Clara - (CA) | 7338 | Grizzly | N/A | N/A | CA | 95971 | Plumas | 39.8893 | -121.2792 | WECC | CISO | California Independent System Operator | Buck Lake | 22 | RE | 1 | Electric Utility |  | N |  | N |  | N |  | N | X |  | Pacific Gas & Electric Co | 14328 | CA | 115
20315 | City of Wellington - (KS) | 7339 | Wellington 2 | 151 S. Seneca | Wellington | KS | 67152 | SUMNER | 37.2678 | -97.3497 | SPP | SWPP | Southwest Power Pool |  | 22 | RE | 1 | Electric Utility |  | N |  | N |  | N |  |  | X |  | Westar Energy Inc | 22500 | KS | 69 |  |  | Black Hills Energy
12341 | MidAmerican Energy Co | 7343 | George Neal South | 2761 Port Neal Circle | Salix | IA | 51052 | Woodbury | 42.3006 | -96.3617 | MRO | MISO | Midcontinent Independent Transmission System Operator, Inc.. | Missouri River | 22 | RE | 1 | Electric Utility |  | N |  | N |  | N |  | Y | Y | OP | MidAmerican Energy Co | 12341 | IA | 345
6455 | Duke Energy Florida, Inc | 7345 | University of Florida | Building 82, Mowry Road | Gainesville | FL | 32611 | Alachua | 29.6403 | -82.3486 | FRCC | FPC | Progress Energy Florida |  | 22 | RE | 1 | Electric Utility |  | N |  | N |  | N |  | N | X |  | Duke Energy Florida, Inc | 6455 | FL | 69 |  |  | Gainesville Regional Utilities
7140 | Georgia Power Co | 7348 | Robins | 1300 Macon Street Facility | Robins AFB | GA | 31098 | Houston | 32.5792 | -83.5822 | SERC | SOCO | Southern Company Services, Inc. - Trans |  | 22 | RE | 1 | Electric Utility |  | N |  | N |  | N |  | N | X |  | Georgia Power Co | 7140 | GA | 115 |  |  | Southern Natural Gas
15248 | Portland General Electric Co | 7350 | Coyote Springs | 200 Ullman Blvd | Boardman | OR | 97818 | Morrow | 45.848 | -119.6739 | WECC | BPAT | Bonneville Power Administration | Wells | 22 | RE | 1 | Electric Utility |  | N |  | N |  | N |  | N | X |  | Bonneville Power Administration | 1738 | OR | 500 |  |  | PGT Coyote Springs Lateral
20860 | Wisconsin Public Service Corp | 7366 | Lincoln Turbines | Cedar Lane | Algoma | WI | 54201 | Kewaunee | 44.6108 | -87.5586 | MRO | MISO | Midcontinent Independent Transmission System Operator, Inc.. |  | 22 | RE | 1 | Electric Utility | N | N |  | N |  | N |  |  | X |  | Wisconsin Public Service Corp | 20860 | WI | 24.9
19558 | Homer Electric Assn Inc | 7367 | Bradley Lake | Bradley Lake | Homer | AK | 99603 | Kenai Peninsula | 59.7786 | -150.9401 | ASCC |  | Chugach Electric Assn Inc | Bradley Lake | 22 | RE | 1 | Electric Utility |  | N |  | N |  | N |  |  | X |  | Alaska Electric & Energy Coop | 49803 |  | 115
40613 | Northern California Power Agny | 7368 | Geothermal 1 | 12000 Ridge Road | Middletown | CA | 95461 | Sonoma | 38.752 | -122.7195 | WECC | CISO | California Independent System Operator | Geothermal Condensate | 22 | RE | 1 | Electric Utility |  | N |  | N |  | N |  |  | X |  | Pacific Gas & Electric Co | 14328 | CA | 230
40613 | Northern California Power Agny | 7369 | Geothermal 2 | 12000 Ridge Road | Middletown | CA | 95461 | Sonoma | 38.7492 | -122.7117 | WECC | CISO | California Independent System Operator | Geothermal Condensate | 22 | RE | 1 | Electric Utility |  | N |  | N |  | N |  |  | X |  | Pacific Gas & Electric Co | 14328 | CA | 230
2518 | U S Bureau of Reclamation | 7372 | McPhee | n/a | Cortez | CO | 81302 | Montezuma | 37.5752 | -108.574 | WECC | WACM | Western Area Power Administration - Rocky Mountain Region | McPhee Reservoir-Dolores River | 22 | RE | 1 | Electric Utility |  | N |  | N |  | N |  |  | X |  | WAPA-- Western Area Power Administration | 27000 | CO | 12.47
2518 | U S Bureau of Reclamation | 7373 | Towaoc | n/a | Cortez | CO | 81302 | Montezuma | 37.4295 | -108.5749 | WECC | WACM | Western Area Power Administration - Rocky Mountain Region | McPhee Reservoir-Dolores River | 22 | RE | 1 | Electric Utility |  | N |  | N |  | N |  |  | X |  | WAPA-- Western Area Power Administration | 27000 | CO | 115
13781 | Northern States Power Co - Minnesota | 7376 | Alliant Techsystems | 600 2nd St. NE | Minnetonka | MN | 55343 | Hennepin | 44.927 | -93.393 | MRO | MISO | Midcontinent Independent Transmission System Operator, Inc.. |  | 22 | RE | 1 | Electric Utility |  | N |  | N |  | N |  | N | X |  | Northern States Power Co - Minnesota | 13781 | MN | 13.8
13781 | Northern States Power Co - Minnesota | 7377 | United Health Care | 6300 Olson Memorial Hwy | Golden Valley | MN | 55427 | Hennepin | 44.9844 | -93.3608 | MRO | MISO | Midcontinent Independent Transmission System Operator, Inc.. |  | 22 | RE | 1 | Electric Utility |  | N |  | N |  | N |  | N | X |  |  | 13781 | MN
13781 | Northern States Power Co - Minnesota | 7378 | United Hospital | 333 North Smith Ave | St Paul | MN | 55102 | Ramsey | 44.9425 | -93.1072 | MRO | MISO | Midcontinent Independent Transmission System Operator, Inc.. |  | 622 | RE | 4 | Commercial Non-CHP |  | N |  | N |  | N |  | N | X |  | Northern States Power Co - Minnesota | 13781 | MN | 13.8
21554 | Seminole Electric Cooperative Inc | 7380 | Midulla Generating Station | 6697 County Road 663 | Bowling Green | FL | 33834 | Hardee | 27.6417 | -81.9625 | FRCC | SEC | Seminole Electric Cooperative | Wells | 22 | RE | 1 | Electric Utility |  | N |  | N |  | N |  | N | X |  | Seminole Electric Cooperative Inc | 21554 |  | 230 |  |  | Florida Gas and Transmission (Payne Creek 8052) Gulf Stream (Payne Creek 7801)
7601 | Green Mountain Power Corp | 7381 | Searsburg Wind Turbine | 528 Sleepy Hollow Road | Searsburg | VT | 5363 | Bennington | 42.8625 | -72.9628 | NPCC | ISNE | ISO New England Inc. |  | 22 | RE | 1 | Electric Utility | N | N |  | N |  | N |  |  | X |  | Green Mountain Power Corp | 7601 | VT | 34.5
15229 | City of Poplar Bluff - (MO) | 7392 | Poplar Bluff Generating Station | 112 Johnson Drive | Poplar Bluff | MO | 63901 | Butler | 36.7597 | -90.3903 | SPP | SWPP | Southwest Power Pool | Municipality | 22 | RE | 1 | Electric Utility |  | N |  | N |  | N |  | N | X |  | City of Poplar Bluff - (MO) | 15229 | MO | 13.2 |  |  | Laclede Gas Company
10628 | City of Lakin - (KS) | 7393 | Lakin Municipal | 121 N Main | Lakin | KS | 67860 | Kearny | 37.9414 | -101.2639 | SPP | SWPP | Southwest Power Pool | Municipality | 22 | RE | 1 | Electric Utility |  | N |  | N |  | N |  |  | X |  | City of Lakin - (KS) | 10628 | KS | 4.16 |  |  | City of Lakin
7370 | City of Gonzales - (TX) | 7394 | Gonzales Hydro Plant | 200 Water St | Gonzales | TX | 78629 | Gonzales | 29.4972 | -97.4552 | TRE | ERCO | Electric Reliability Council of Texas, Inc. | Municipality | 22 | RE | 1 | Electric Utility |  | N |  | N |  | N |  | N | X |  | City of Gonzales - (TX) | 7370 | TX | 350
3477 | City of Chicopee - (MA) | 7396 | Front Street | 725 Front Street | Chicopee | MA | 1020 | HAMPDEN | 42.1483 | -72.5911 | NPCC | ISNE | ISO New England Inc. | Municipality | 22 | RE | 1 | Electric Utility |  | N |  | N |  | N |  | N | X |  | City of Chicopee - (MA) | 3477 | MA | 13.8
3329 | Borough of Chambersburg | 7397 | Falling Spring | 160 North Second Street | Chambersburg | PA | 17201 | FRANKLIN | 39.9389 | -77.6583 | RFC | PJM | PJM Interconnection, LLC | Closed Loop - City Water | 22 | RE | 1 | Electric Utility |  | N |  | N |  | N |  |  | X |  | Borough of Chambersburg | 3329 | PA | 69 |  |  | Borough of Chambersburg
1366 | City of Bay City - (MI) | 7398 | Water Street Station | 900 S. Water Street | Bay City | MI | 48708 | Bay | 43.5828 | -83.8967 | RFC | MISO | Midcontinent Independent Transmission System Operator, Inc.. | City of Bay City (Municipal) | 22 | RE | 1 | Electric Utility |  | N |  | N |  | N |  | N | X |  | City of Bay City - (MI) | 1366 | MI | 46 | 8.3 |  | Consumers Energy Distribution
1366 | City of Bay City - (MI) | 7399 | Henry Station | 619 S. Henry Street | Bay City | MI | 48706 | Bay | 43.5951 | -83.8999 | RFC | MISO | Midcontinent Independent Transmission System Operator, Inc.. | City of Bay City (Municipal) | 22 | RE | 1 | Electric Utility |  | N |  | N |  | N |  | N | X |  | City of Bay City - (MI) | 1366 | MI | 46 | 8.3 |  | Consumers Energy Distribution
16560 | City of Salisbury - (MO) | 7400 | Salisbury City of | 128 W 2nd Street | Salisbury | MO | 65281 | Chariton | 39.4236 | -92.8028 | SERC | SWPP | Southwest Power Pool |  | 22 | RE | 1 | Electric Utility |  | N |  | N |  | N |  |  | X |  | Kansas City Power & Light Co | 10000 | MO | 34.5
17035 | City of Shelbina - (MO) | 7405 | Shelbina Power #1 | 410 W. Chestnut | Shelbina | MO | 63468 | Shelby | 39.6948 | -92.047 | SERC | AECI | Associated Electric Cooperative, Inc. |  | 22 | RE | 1 | Electric Utility |  | N |  | N |  | N |  |  | X |  | Northeast Missouri El Pwr Coop | 13738 |  | 69
17035 | City of Shelbina - (MO) | 7406 | Shelbina Power #2 | 410 W. Chestnut | Shelbina | MO | 63468 | Shelby | 39.6948 | -92.0467 | SERC | AECI | Associated Electric Cooperative, Inc. |  | 22 | RE | 1 | Electric Utility |  | N |  | N |  | N |  |  | X |  | Northeast Missouri El Pwr Coop | 13738 |  | 69
14600 | Payson City Corporation | 7408 | Payson | 1100 North 100 East | Payson | UT | 84651 | UTAH | 40.0608 | -111.7302 | WECC | PACE | PacifiCorp - East | Municipality | 22 | RE | 1 | Electric Utility |  | N |  | N |  | N |  |  | X |  | Payson City Corporation | 14600 | UT | 4.1 |  |  | Queststar Pipeline
40437 | Emerald People's Utility Dist | 7413 | Short Mountain | 84777 Dillard Access Road | Eugene | OR | 97405 | LANE | 43.9621 | -122.9974 | WECC | PACW | PacifiCorp - West | Willamette Water Co | 22 | RE | 1 | Electric Utility |  | N |  | N |  | N |  |  | X |  | Emerald People's Utility Dist | 40437 | OR | 20.8
219 | Alaska Power and Telephone Co | 7414 | Thorne Bay Plant | 401 7th Street | Craig | AK | 99919 | Prince of Wales Ketchikan | 55.6859 | -132.5289 | ASCC |  |  |  | 22 | RE | 1 | Electric Utility |  | N |  | N |  | N |  | N | X |  | Alaska Power and Telephone Co | 219 | AK | 4.16
10622 | City of Lakefield - (MN) | 7415 | Lakefield Utilities | 402 Mill Road East | Lakefield | MN | 56150 | Jackson | 43.6742 | -95.1706 | MRO | MISO | Midcontinent Independent Transmission System Operator, Inc.. | Wells | 22 | RE | 1 | Electric Utility |  | N |  | N |  | N |  |  | X |  | City of Lakefield - (MN) | 10622 | MN | 4.16
17828 | City of Springfield - (IL) | 7425 | Interstate | 3570 Ridgely Road | Springfield | IL | 62707 | Sangamon | 39.8233 | -89.5891 | SERC | MISO | Midcontinent Independent Transmission System Operator, Inc.. |  | 22 | RE | 1 | Electric Utility |  | N |  | N |  | N |  | N | X |  | City of Springfield - (IL) | 17828 | IL | 138 |  |  | Panhandle Eastern - Glenarm, IL spur
10944 | PUD No 1 of Lewis County | 7427 | Cowlitz Falls | 1379 Falls Road | Randle | WA | 98377 | Lewis | 46.4661 | -122.1097 | WECC | BPAT | Bonneville Power Administration | Cowlitz River | 22 | RE | 1 | Electric Utility |  | N |  | N |  | N |  |  | X |  | Bonneville Power Administration | 1738 | WA | 230
6710 | Town of Edenton - (NC) | 7429 | Edenton Generators | 523 Soundside Rd | Edenton | NC | 27932 | Chowan | 36.0286 | -76.5719 | SERC | PJM | PJM Interconnection, LLC |  | 22 | RE | 1 | Electric Utility |  | N |  | N |  | N |  | N | X |  | Town of Edenton - (NC) | 6710 | NC | 12.5
13788 | Northern Wasco County PUD | 7431 | Dalles Dam North Fishway Project | The Dalles Federal Dam | The Dalles | OR | 97058 | Wasco | 45.6144 | -121.1369 | WECC | BPAT | Bonneville Power Administration | Columbia River | 22 | RE | 1 | Electric Utility |  | N |  | N |  | N |  | N | X |  | PUD No 1 of Klickitat County | 10393 | WA | 12.3
14276 | City of Oxford - (KS) | 7432 | Oxford (KS) | 804 N Water St | Oxford | KS | 67119 | Sumner | 37.2758 | -97.1636 | SPP | SWPP | Southwest Power Pool | Municipality | 22 | RE | 1 | Electric Utility |  | N |  | N |  | N |  | N | X |  | City of Oxford - (KS) | 14276 | KS | 12
19798 | City of Vernon | 7436 | Vernon | 4990 Seville Avenue | Vernon | CA | 90058 | Los Angeles | 33.9986 | -118.2219 | WECC | CISO | California Independent System Operator | Municipality | 22 | RE | 1 | Electric Utility |  | N |  | N |  | N |  |  | X |  | City of Vernon | 19798 | CA | 66
6915 | Galena Electric Utility | 7437 | Galena Electric Utility | 100 Antoski Drive | Galena | AK | 99741 | Yukon Koyukuk | 64.7442 | -156.8736 | ASCC |  |  |  | 22 | RE | 1 | Electric Utility |  | N |  | N |  | N |  | N | X |  | Galena Electric Utility | 6915 | AK | 4.16
11560 | City of Manassas - (VA) | 7438 | Church Street Plant | 8885 Church Street | Manassas | VA | 20110 | Prince William | 38.7523 | -77.4629 | SERC | PJM | PJM Interconnection, LLC |  | 22 | RE | 1 | Electric Utility |  | N |  | N |  | N |  | N | X |  | City of Manassas - (VA) | 11560 | VA | 13.2
11560 | City of Manassas - (VA) | 7439 | Godwin Drive Plant | 9898 Godwin Drive | Manassas | VA | 20110 | Prince William | 38.7405 | -77.5081 | SERC | PJM | PJM Interconnection, LLC |  | 22 | RE | 1 | Electric Utility |  | N |  | N |  | N |  | N | X |  | City of Manassas - (VA) | 11560 | VA | 13.2
11560 | City of Manassas - (VA) | 7440 | VMEA 1 Credit Gen | 9898 Godwin Drive | Manassas | VA | 20110 | Prince William | 38.7405 | -77.5081 | SERC | PJM | PJM Interconnection, LLC |  | 22 | RE | 1 | Electric Utility |  | N |  | N |  | N |  | N | X |  | Virginia Electric & Power Co | 19876 | VA | 13.2
11560 | City of Manassas - (VA) | 7441 | VMEA Peaking Gen | 9898 Godwin Drive | Manassas | VA | 20110 | Prince William | 38.7405 | -77.5081 | SERC | PJM | PJM Interconnection, LLC |  | 22 | RE | 1 | Electric Utility |  | N |  | N |  | N |  | N | X |  | Virginia Electric & Power Co | 19876 | VA | 13.2
15321 | City of Pratt- (KS) | 7447 | Pratt 2 | 328 West 10th Street | Pratt | KS | 67124 | Pratt | 37.6356 | -98.745 | SPP | SWPP | Southwest Power Pool | Municipality | 22 | RE | 1 | Electric Utility |  | N |  | N |  | N |  |  | X |  | City of Pratt- (KS) | 15321 | KS | 115 |  |  | Kansas Gas service
40613 | Northern California Power Agny | 7449 | Combustion Turbine Project No 2 | 12751 N. Thornton Road | Lodi | CA | 95242 | San Joaquin | 38.0881 | -121.3869 | WECC | CISO | California Independent System Operator | Treatment Plant Effluent | 22 | RE | 1 | Electric Utility |  | N |  | N |  | N |  |  | X |  | Pacific Gas & Electric Co | 14328 | CA | 230 |  |  | PG&E Gas Pipeline System
40613 | Northern California Power Agny | 7450 | Alameda | 2900 Main Street | Alameda | CA | 94501 | Alameda | 37.7886 | -122.2889 | WECC | CISO | California Independent System Operator | Municipality | 22 | RE | 1 | Electric Utility |  | N |  | N |  | N |  |  | X |  | City of Alameda | 207 | CA | 115 |  |  | Northern California Power Agency
40613 | Northern California Power Agny | 7451 | Lodi | 2131 West Turner Road | Lodi | CA | 95240 | San Joaquin | 38.1466 | -121.3005 | WECC | CISO | California Independent System Operator |  | 22 | RE | 1 | Electric Utility |  | N |  | N |  | N |  |  | X |  | City of Lodi - (CA) | 11124 | CA | 115 |  |  | PG&E Gas Pipeline System
16295 | City of Roseville - (CA) | 7452 | Roseville | 2155 Nichols Blvd. | Lincoln | CA | 95240 | Placer | 38.8107 | -121.3238 | WECC | CISO | California Independent System Operator | Municipality | 22 | RE | 1 | Electric Utility |  | N |  | N |  | N |  | N | X |  | City of Roseville - (CA) | 16295 | CA | 60 |  |  | PG&E Natural Gas Pipeline 123
20169 | Avista Corp | 7456 | Rathdrum | 5999 W Boekel Road | Rathdrum | ID | 83858 | Kootenai | 47.8043 | -116.8673 | WECC | AVA | Avista Corporation |  | 22 | RE | 1 | Electric Utility |  | N |  | N |  | N |  | N | X |  | Avista Corp | 20169 | ID | 115 |  |  | Gas Transmission Northwest, LLC (GTN)
918 | City of Aspen- (CO) | 7458 | Basalt | 14151 Frying Pan Road | Aspen | CO | 81611 | Eagle | 39.3631 | -106.8219 | WECC | PSCO | Public Service Company of Colorado | Fryingpan River | 22 | RE | 1 | Electric Utility |  | N |  | N |  | N |  | N | X |  | Holy Cross Electric Assn, Inc | 8773 | CO | 25
18963 | Inside Passage Elec Coop, Inc | 7462 | Angoon | 413 Katanook Way | Angoon | AK | 99820 | Skagway Hoonah Angoon | 57.4992 | -134.5861 | ASCC |  |  |  | 22 | RE | 1 | Electric Utility |  | N |  | N |  | N |  | N | X |  | Inside Passage Elec Coop, Inc | 18963 | AK | 765
18963 | Inside Passage Elec Coop, Inc | 7463 | Hoonah | 681 White Alice Rd | Hoonah | AK | 99829 | Skagway Hoonah Angoon | 58.1064 | -135.4307 | ASCC |  |  |  | 22 | RE | 1 | Electric Utility |  | N |  | N |  | N |  | N | X |  | Inside Passage Elec Coop, Inc | 18963 | AK | 7.2
18963 | Inside Passage Elec Coop, Inc | 7464 | Kake | Keku Road | Kake | AK | 99830 | Wrangell Petersburg | 56.963 | -133.9226 | ASCC |  |  |  | 22 | RE | 1 | Electric Utility |  | N |  | N |  | N |  | N | X |  | Inside Passage Elec Coop, Inc | 18963 | AK | 765
18963 | Inside Passage Elec Coop, Inc | 7466 | Klawock | 111 Bayview Street | Ketchikan | AK | 99925 | Prince of Wales Ketchikan | 55.5578 | -132.9814 | ASCC |  |  |  | 22 | RE | 1 | Electric Utility |  | N |  | N |  | N |  |  | X
11481 | City of Madison - (NE) | 7469 | Madison Utilities | 110 West 1st | Madison | NE | 68748 | Madison | 41.8336 | -97.4611 | SPP | SWPP | Southwest Power Pool | City Water Well | 22 | RE | 1 | Electric Utility |  | N |  | N |  | N |  |  | X |  | City of Madison - (NE) | 11481 | NE | 34.5 |  |  | Tallgrass
11626 | City of Marceline - (MO) | 7470 | Marceline | 126 E Chicago | Marciline | MO | 64658 | Linn | 39.7169 | -92.9458 | SERC | MISO | Midcontinent Independent Transmission System Operator, Inc.. | Municipality | 22 | RE | 1 | Electric Utility |  | N |  | N |  | N |  | N | X |  | City of Marceline - (MO) | 11626 | MO | 69 |  |  | Empire Gas - pipping there but not connected
16198 | City of Rock Falls - (IL) | 7474 | Upper Sterling | 811 East 2nd Street | Rock Falls | IL | 61071 | Whiteside | 41.7871 | -89.6775 | RFC | MISO | Midcontinent Independent Transmission System Operator, Inc.. | Municipality Wells | 22 | RE | 1 | Electric Utility |  | N |  | N |  | N |  | N | X |  | City of Rock Falls - (IL) | 16198 | IL | 34.5 |  |  | Nicor
14164 | City of Orangeburg - (SC) | 7479 | North Road Peak | 3990 North Road | Oangeburg | SC | 29115 | Orangeburg | 33.5452 | -80.9109 | SERC | SCEG | South Carolina Electric & Gas Company | Municipality | 22 | RE | 1 | Electric Utility |  | N |  | N |  | N |  | N | X |  | City of Orangeburg - (SC) | 14164 | SC | 115
14164 | City of Orangeburg - (SC) | 7480 | Rowesville Rd Plant | 369 Gulbrandsen Road | Orangeburg | SC | 29115 | Orangeburg | 33.4366 | -80.8474 | SERC | SCEG | South Carolina Electric & Gas Company |  | 22 | RE | 1 | Electric Utility |  | N |  | N |  | N |  | N | X |  | City of Orangeburg - (SC) | 14164 | SC | 115 |  |  | Orangeburg Department of Public Utilities
20848 | City of Blue Hill - (NE) | 7481 | City Light & Water | 509 South Williams | Blue Hill | NE | 68930 | Webster | 40.328 | -98.4503 | MRO | SWPP | Southwest Power Pool |  | 22 | RE | 1 | Electric Utility |  | N |  | N |  | N |  | N | X |  | WAPA-- Western Area Power Administration | 27000 | NE | 12.5
26616 | North Slope Borough Power & Light | 7482 | NSB Atqasuk Utility | 106 Tikigluk | Atqasuk | AK | 99791 | North Slope | 70.4826 | -157.4252 | ASCC |  |  |  | 22 | RE | 1 | Electric Utility |  | N |  | N |  | N |  | N | X |  | North Slope Borough Power & Light | 26616 | AK | 4.16 |  |  | Alpine- Nuiqsut pipeline
26616 | North Slope Borough Power & Light | 7483 | NSB Kaktovik Utility | 439 Fourth Street | Kaktovik | AK | 99747 | North Slope | 70.1256 | -143.619 | ASCC |  |  |  | 22 | RE | 1 | Electric Utility |  | N |  | N |  | N |  | N | X |  | North Slope Borough Power & Light | 26616 | AK | 4.16
26616 | North Slope Borough Power & Light | 7484 | NSB Nuiqsut Utility | 3300 Anaktuvuk Street | Nuiqsut | AK | 99789 | North Slope | 70.2206 | -150.9935 | ASCC |  |  |  | 22 | RE | 1 | Electric Utility |  | N |  | N |  | N |  | N | X |  | North Slope Borough Power & Light | 26616 | AK | 4.16 |  |  | Alpine Natural Gas Pipeline
26616 | North Slope Borough Power & Light | 7485 | NSB Point Hope Utility | 1737 Qalgi Ave | Pt Hope | AK | 99766 | North Slope | 68.3484 | -166.7372 | ASCC |  |  |  | 22 | RE | 1 | Electric Utility |  | N |  | N |  | N |  | N | X |  | North Slope Borough Power & Light | 26616 | AK | 4.16
26616 | North Slope Borough Power & Light | 7486 | NSB Point Lay Utility | 109 Tuttunniaqvik Street | PT Lay | AK | 99759 | North Slope | 69.7408 | -163.0058 | ASCC |  |  |  | 22 | RE | 1 | Electric Utility |  | N |  | N |  | N |  | N | X |  | North Slope Borough Power & Light | 26616 | AK | 4.16
26616 | North Slope Borough Power & Light | 7487 | NSB Anaktuvuk Pass | 1024 Summer | Anaktuvuk Pass | AK | 99721 | North Slope | 68.138 | -151.741 | ASCC |  |  |  | 22 | RE | 1 | Electric Utility |  | N |  | N |  | N |  | N | X |  | North Slope Borough Power & Light | 26616 | AK | 4.16
26616 | North Slope Borough Power & Light | 7488 | NSB Wainwright Utility | 117 Summer Rd | Wainwright | AK | 99782 | North Slope | 70.6429 | -160.0205 | ASCC |  |  |  | 22 | RE | 1 | Electric Utility |  | N |  | N |  | N |  | N | X |  | North Slope Borough Power & Light | 26616 | AK | 12.47
19397 | City of Ukiah - (CA) | 7489 | Lake Mendocino | 1229 Lake Mendocino Drive | Ukiah | CA | 95482 | MENDOCINO | 39.1972 | -123.1856 | WECC | CISO | California Independent System Operator | Lake Mendocino | 22 | RE | 1 | Electric Utility |  | N |  | N |  | N |  |  | X |  | City of Ukiah - (CA) | 19397 | CA | 12
9897 | City of King Cove | 7493 | King Cove | 10000 Windy Walkway | King Cove | AK | 99612 | Aleutians East | 55.0617 | -162.3103 | ASCC |  |  | Delta Creek | 22 | RE | 1 | Electric Utility |  | N |  | N |  | N |  |  | X |  | City of King Cove | 9897 | AK | 480
4562 | City of Croswell - (MI) | 7497 | Croswell | 100 North Howard Ave | Croswell | MI | 48422 | SANILAC | 43.2719 | -82.6139 | RFC | MISO | Midcontinent Independent Transmission System Operator, Inc.. | Municipality/Wells | 22 | RE | 1 | Electric Utility |  | N |  | N |  | N |  | N | X |  | City of Croswell - (MI) | 4562 | MI | 40 |  |  | SEMCO Energy is connected to the facility but not the generators.
15371 | Town of Princeton - (MA) | 7501 | Princeton Wind Farm | Westminster Road | Princeton | MA | 1541 | Worcester | 42.4789 | -71.9 | NPCC | ISNE | ISO New England Inc. |  | 22 | RE | 1 | Electric Utility | N | N |  | N |  | N |  | N | X |  | Town of Princeton - (MA) | 15371 | MA | 13.8
19454 | City of Unalaska - (AK) | 7502 | Dutch Harbor | 1732 East Point Road | Dutch Harbor | AK | 99692 | Aleutians West | 53.9761 | -166.5361 | ASCC |  |  | Sea Water Cooling | 22 | RE | 1 | Electric Utility |  | N |  | N |  | N |  | N | X |  | City of Unalaska - (AK) | 19454 | AK | 4.16
19454 | City of Unalaska - (AK) | 7503 | Unalaska Power Module | 1035 East Broadway | Unalaska | AK | 99685 | Aleutians West | 53.8641 | -166.5124 | ASCC |  |  | Self Contained | 22 | RE | 1 | Electric Utility |  | N |  | N |  | N |  | N | X |  | City of Unalaska - (AK) | 19454 | AK | 4.16
19545 | Black Hills Power, Inc. d/b/a | 7504 | Neil Simpson II | 13151 Highway 51 | Gillette | WY | 82718 | Campbell | 44.2856 | -105.3833 | WECC | WACM | Western Area Power Administration - Rocky Mountain Region | Wells | 22 | RE | 1 | Electric Utility |  | N |  | N |  | N |  | N | X |  | Black Hills Power Inc | 19545 | WY | 69 |  |  | WBI Energy Transmission Inc. - Coal Seam Pipeline.
14232 | Otter Tail Power Co | 7505 | Fergus Control Ctr | 224 E. Washington Avenue | Fergus Falls | MN | 56537 | Otter Tail | 46.2807 | -96.0704 | MRO | MISO | Midcontinent Independent Transmission System Operator, Inc.. |  | 22 | RE | 1 | Electric Utility |  | N |  | N |  | N |  | N | X |  | Otter Tail Power Co | 14232 | MN | 41.6
21140 | Yuba County Water Agency | 7507 | Deadwood Creek | US Forest Service Land | Dobbins | CA | 95930 | Yuba | 39.53 | -121.0958 | WECC | CISO | California Independent System Operator | Deadwood Creek | 22 | RE | 1 | Electric Utility |  | N |  | N |  | N |  |  | X |  | Pacific Gas & Electric Co | 14328 | CA | 115
6013 | Eugene Water & Electric Board | 7508 | Stone Creek | N/A | Estacada | OR | 97023 | Clackamas | 45.0811 | -121.8866 | WECC | PGE | Portland General Electric Company | South Fork Clackamas River | 22 | RE | 1 | Electric Utility |  | N |  | N |  | N |  | N | X |  | City of Eugene - (OR) | 6022 | OR | 115
13788 | Northern Wasco County PUD | 7511 | McNary Dam Fish Attraction Project | McNary Federal Dam | Plymouth | WA | 99346 | Benton | 45.94 | -119.2991 | WECC | BPAT | Bonneville Power Administration | Columbia River | 22 | RE | 1 | Electric Utility |  | N |  | N |  | N |  | N | X |  | Bonneville Power Administration | 1738 | WA | 115
16604 | City of San Antonio - (TX) | 7512 | Arthur Von Rosenberg | 15290 Streich Rd. | Elmendorf | TX | 78112 | Bexar | 29.257 | -98.384 | TRE | ERCO | Electric Reliability Council of Texas, Inc. | San Antonio River | 22 | RE | 1 | Electric Utility |  | N |  | N |  | N |  | N | X |  | City of San Antonio - (TX) | 16604 | TX | 345 |  |  | Interprise Texas Pipeline
1984 | ReEnergy Fort Fairfield LLC | 7513 | ReEnergy Fort Fairfield | Cheney Grove Road | Fort Fairfield | ME | 4742 | Aroostook | 46.7728 | -67.8485 | NPCC | NBSO | New Brunswick System Operator | Municipality | 22 | NR | 2 | IPP Non-CHP |  | N |  | N |  | Y | 99-39-000 | Y | N | OP | Emera Maine | 1179 | ME | 69
12208 | City of McPherson - (KS) | 7515 | McPherson 3 | 1486 17th Avenue | McPherson | KS | 67460 | McPherson | 38.3893 | -97.6111 | SPP | SWPP | Southwest Power Pool | Municipality | 22 | RE | 1 | Electric Utility |  | N |  | N |  | N |  | N | X |  | City of McPherson - (KS) | 12208 | KS | 115 |  |  | Kansas Gas Service
16534 | Sacramento Municipal Util Dist | 7526 | Solano Wind | Highway 12 | Rio Vista | CA | 94512 | Solano | 38.1164 | -121.769 | WECC | CISO | California Independent System Operator |  | 22 | RE | 1 | Electric Utility |  | N |  | N |  | N |  | N | X |  | Pacific Gas & Electric Co | 14328 | CA | 230
16534 | Sacramento Municipal Util Dist | 7527 | Carson Ice-Gen Project | Franklin Blvd | Sacramento | CA | 95758 | Sacramento | 38.4457 | -121.4624 | WECC | BANC | Balancing Authority of Northern California | Sacramento County Water | 22 | RE | 1 | Electric Utility |  | N |  | N |  | N |  | N | X |  | Sacramento Municipal Util Dist | 16534 | CA | 69 |  |  | Sacramento Municipal Utility District 700A
19876 | Virginia Electric & Power Co | 7537 | North Branch (WV) | 2000 Energy Way | Gormania | WV | 26707 | Grant | 39.2633 | -79.3308 | RFC | PJM | PJM Interconnection, LLC | Air Cooled Condensor | 22 | RE | 1 | Electric Utility |  | N |  | N |  | N |  | N | X |  | Virginia Electric & Power Co | 19876 | VA | 115
3046 | Duke Energy Progress - (NC) | 7538 | Wayne County | 1199 Black Church Road | Goldsboro | NC | 27530 | Wayne | 35.3758 | -78.0981 | SERC | CPLE | Progress Energy Carolinas - EAST | Quaker Neck Lake | 22 | RE | 1 | Electric Utility |  | N |  | N |  | N |  | N | X |  | Duke Energy Progress - (NC) | 3046 | NC | 230 |  |  | Piedmont Natural Gas
3046 | Duke Energy Progress - (NC) | 7539 | NA 1 (NC) | unsited | unsited | NC | 0 | NOT IN FILE |  |  | SERC | CPLE | Progress Energy Carolinas - EAST |  | 22 | RE | 1 | Electric Utility |  | N |  | N |  | N |  |  | X |  | Progress Energy Carolinas Inc | 3046 | NC
2518 | U S Bureau of Reclamation | 7541 | Spirit Mountain | n/a | Cody | WY | 82414 | Park | 44.5127 | -109.1299 | WECC | WAUW | Western Area Power Administration UGP West | Shoshone River | 22 | RE | 1 | Electric Utility |  | N |  | N |  | N |  |  | X |  | WAPA-- Western Area Power Administration | 27000 | WY | 69
14077 | Oklahoma Municipal Power Authority | 7545 | Kaw Hydro | 9683 Fisherman's Bend Road | Ponca City | OK | 74604 | Kay | 36.6994 | -96.9278 | SPP | SWPP | Southwest Power Pool | Kaw Reservoir | 22 | RE | 1 | Electric Utility |  | N |  | N |  | N |  |  | X |  | City of Ponca City - (OK) | 15202 | OK | 69
14077 | Oklahoma Municipal Power Authority | 7546 | Ponca City | 1420 N. Union | Ponca City | OK | 74601 | Kay | 36.7198 | -97.0858 | SPP | SWPP | Southwest Power Pool | Municipality | 22 | RE | 1 | Electric Utility |  | N |  | N |  | N |  |  | X |  | City of Ponca City - (OK) | 15202 | OK | 69 |  |  | Oklahoma Natural Gas
20255 | Weber Basin Water Conserv Dist | 7548 | Causey | 14875 East Causey | South Fork | UT | 84317 | Weber | 41.2972 | -111.5888 | WECC | PACE | PacifiCorp - East | Causey Reservoir | 22 | RE | 1 | Electric Utility |  | N |  | N |  | N |  | N | X |  | PacifiCorp | 14354 | UT | 12.5
20847 | Wisconsin Electric Power Co | 7549 | Milwaukee County | 9250 Watertown Plank Road | Wauwatosa | WI | 53226 | Milwaukee | 43.046 | -88.0281 | RFC | MISO | Midcontinent Independent Transmission System Operator, Inc.. | Municipality | 22 | RE | 1 | Electric Utility |  | N |  | N |  | N |  | N | X |  | Wisconsin Electric Power Co | 20847 | WI | 24.9 |  |  | ANR
16534 | Sacramento Municipal Util Dist | 7551 | SCA Cogen 2 | Fruitrige Rd | Sacramento | CA | 95824 | Sacramento | 38.5309 | -121.4001 | WECC | BANC | Balancing Authority of Northern California | Sacramento City Water | 22 | RE | 1 | Electric Utility |  | N |  | N |  | N |  | N | X |  | Sacramento Municipal Util Dist | 16534 | CA | 230 |  |  | Sacramento Municipal Utility District 700B
16534 | Sacramento Municipal Util Dist | 7552 | SPA Cogen 3 | Freeport Blvd | Sacramento | CA | 95824 | Sacramento | 38.511 | -121.4735 | WECC | BANC | Balancing Authority of Northern California | Sacramento City Water | 22 | RE | 1 | Electric Utility |  | N |  | N |  | N |  | N | X |  | Sacramento Municipal Util Dist | 16534 | CA | 230 |  |  | Sacramento Municipal Utility District 700B
13334 | City of Nebraska City | 7555 | Nebraska City # 2 | Industrial Rd & Bagel Dr | Nebraska | NE | 68410 | Otoe | 40.6661 | -95.8683 | MRO | SWPP | Southwest Power Pool | Municipality | 22 | RE | 1 | Electric Utility |  | N |  | N |  | N |  |  | X |  | Omaha Public Power District | 14127 | NE | 69 |  |  | Natural Gas Pipeline Company of America
56076 | State Farm Insurance | 7556 | State Farm | 2102 E. Hamilton Rd. | Bloomington | IL | 61791 | McLean | 40.4535 | -88.9605 | RFC | MISO | Midcontinent Independent Transmission System Operator, Inc.. |  | 518 | NR | 4 | Commercial Non-CHP |  | N |  | N |  | N |  | N | X |  | Ameren Illinois Company | 56697 | IL | 138
40577 | American Mun Power-Ohio, Inc | 7575 | Bowling Green | 901 Dunbridge Rd | Bowling Green | OH | 43402 | Wood | 41.3822 | -83.6113 | RFC | PJM | PJM Interconnection, LLC |  | 22 | RE | 1 | Electric Utility |  | N |  | N |  | N |  | N | X |  | City of Bowling Green - (OH) | 2054 | OH | 12.47
40577 | American Mun Power-Ohio, Inc | 7576 | Engle | 2550 Bailey Rd. | Cuyahoga Falls | OH | 44221 | Summit | 41.1428 | -81.4706 | RFC | PJM | PJM Interconnection, LLC |  | 22 | RE | 1 | Electric Utility |  | N |  | N |  | N |  | N | X |  | City of Cuyahoga Falls - (OH) | 4683 | OH | 12.47
40577 | American Mun Power-Ohio, Inc | 7577 | Jackson (OH) | 17 Industry dr. | Jackson | OH | 45640 | Jackson | 39.0441 | -82.6101 | RFC | PJM | PJM Interconnection, LLC |  | 22 | RE | 1 | Electric Utility |  | N |  | N |  | N |  | N | X |  | City of Jackson - (OH) | 9598 | OH | 13.2
40577 | American Mun Power-Ohio, Inc | 7578 | Napoleon | 1939 Co. Rd. 12 | Napoleon | OH | 43545 | Henry | 41.4106 | -84.0967 | RFC | PJM | PJM Interconnection, LLC |  | 22 | RE | 1 | Electric Utility |  | N |  | N |  | N |  | N | X |  | City of Napoleon - (OH) | 13209 | OH | 12.47
40577 | American Mun Power-Ohio, Inc | 7579 | Niles | 1000 Belmont Ave. | Niles | OH | 44446 | Trumbull | 41.168 | -80.7529 | RFC | PJM | PJM Interconnection, LLC |  | 22 | RE | 1 | Electric Utility |  | N |  | N |  | N |  | N | X |  | City of Niles - (OH) | 13602 | OH | 12.47
40577 | American Mun Power-Ohio, Inc | 7580 | Wadsworth | 975 Airport Dr. | Wadsworth | OH | 44281 | Medina | 41.0039 | -81.7622 | RFC | PJM | PJM Interconnection, LLC |  | 22 | RE | 1 | Electric Utility |  | N |  | N |  | N |  | N | X |  | City of Wadsworth - (OH) | 19951 | OH | 12.47
5914 | Erie Boulevard Hydropower LP | 7583 | Talcville | 227 Talcville Road | Edwards | NY | 13635 | St Lawrence | 44.3083 | -75.3083 | NPCC | NYIS | New York Independent System Operator | Oswegatchie River | 22 | NR | 2 | IPP Non-CHP |  | N |  | N |  | Y | 99-156-000 | N | X |  | National Grid Generation, LLC | 26751 |  | 23
14433 | City of Panora - (IA) | 7584 | Panora | 312 NW 3rd Street | Panora | IA | 50216 | GUTHRIE | 41.6947 | -94.3676 | MRO | MISO | Midcontinent Independent Transmission System Operator, Inc.. | Municipality | 22 | RE | 1 | Electric Utility |  | N |  | N |  | N |  |  | X |  | City of Panora - (IA) | 14433 | IA | 35
17470 | PUD 1 of Snohomish County | 7588 | H M Jackson | 31411 116th SE Extended | Sultan | WA | 98294 | Snohomish | 47.9084 | -121.8144 | WECC | BPAT | Bonneville Power Administration | Sultan River | 22 | RE | 1 | Electric Utility |  | N |  | N |  | N |  |  | X |  | PUD 1 of Snohomish County | 17470 | WA | 115
11204 | Los Alamos County | 7593 | El Vado Dam | 112, 13 mi W of 84/64 | Tierra Amarilla | NM | 87575 | Rio Arriba | 36.5928 | -106.7321 | WECC | WACM | Western Area Power Administration - Rocky Mountain Region | Rio Chama | 22 | RE | 1 | Electric Utility |  | N |  | N |  | N |  |  | X |  | Northern Rio Arriba E Coop Inc | 13777 | NM | 69
40577 | American Mun Power-Ohio, Inc | 7594 | Belleville Dam | 79 Belleville Dr. | Belleville | WV | 26133 | Wood | 39.1192 | -81.7375 | RFC | PJM | PJM Interconnection, LLC | Ohio River | 22 | RE | 1 | Electric Utility |  | N |  | N |  | N |  | N | X |  | Ohio Power Co | 14006 | OH | 138
9417 | Interstate Power and Light Co | 7595 | Red Cedar | 828 First St S.W. | Cedar Rapids | IA | 52404 | Linn | 41.9691 | -91.6689 | MRO | MISO | Midcontinent Independent Transmission System Operator, Inc.. |  | 22 | RE | 1 | Electric Utility |  | N |  | N |  | N |  | N | X |  | ITC Midwest LLC | 56161 |  | 13.8 |  |  | NGPL
20860 | Wisconsin Public Service Corp | 7602 | Oneida Casino | 2100 Airport Dr | Green Bay | WI | 54313 | Brown | 44.4967 | -88.1283 | MRO | MISO | Midcontinent Independent Transmission System Operator, Inc.. |  | 22 | RE | 1 | Electric Utility |  | N |  | N |  | N |  |  | X |  | Wisconsin Public Service Corp | 20860 | WI | 24.9
40577 | American Mun Power-Ohio, Inc | 7603 | Prospect Municipal | 139 N. Main St. | Prospect | OH | 43342 | Marion | 40.4411 | -83.1883 | RFC | PJM | PJM Interconnection, LLC |  | 22 | RE | 1 | Electric Utility |  | N |  | N |  | N |  | N | X |  | Prospect Corporation | 15432 | OH | 12.47
924 | Associated Electric Coop, Inc | 7604 | St Francis Energy Facility | 40753 County Road 101 | Campbell | MO | 63933 | Dunklin | 36.5852 | -90.1779 | SERC | AECI | Associated Electric Cooperative, Inc. | McNainy Aquifer | 22 | RE | 1 | Electric Utility |  | N |  | N |  | N |  | N | X |  | Associated Electric Coop, Inc | 924 |  | 161 | 345 |  | Texas Eastern Pipeline
3660 | PUD No 1 of Clark County - (WA) | 7605 | River Road Gen Plant | 5201 N W Lower River Road | Vancouver | WA | 98660 | Clark | 45.6497 | -122.7256 | WECC | BPAT | Bonneville Power Administration | Wells | 22 | RE | 1 | Electric Utility |  | N |  | N |  | N |  | N | X |  | PUD No 1 of Clark County - (WA) | 3660 | WA | 115 |  |  | Williams Northwest Pipeline
10273 | Kimberly-Clark Corp | 7627 | Everett Cogen | 2600 Federal Ave | Everett | WA | 98201 | Snohomish | 47.9785 | -122.2217 | WECC | BPAT | Bonneville Power Administration | Municipality | 22 | NR | 3 | IPP CHP |  | N |  | N |  | N |  |  | X |  | Snohomish County PUD No 1 | 17470 | WA | 115
22776 | Solano Irrigation District | 7646 | Monticello Dam | Highway 128 | Winters | CA | 95694 | Solano | 38.5131 | -122.1044 | WECC | CISO | California Independent System Operator | Lake Berryessa | 22 | RE | 1 | Electric Utility |  | N |  | N |  | N |  | N | X |  | Pacific Gas & Electric Co | 14328 | CA | 115
2439 | City of Bryan - (OH) | 7657 | Auglaize Hydro | 841 East Edgerton Street | Bryan | OH | 43512 | Defiance | 41.2372 | -84.3998 | RFC | PJM | PJM Interconnection, LLC | Auglaize River | 22 | RE | 1 | Electric Utility |  | N |  | N |  | N |  | N | X |  | Ohio Power Co | 14006 | OH | 69
17718 | Southwestern Public Service Co | 7678 | Celanese | 2m E. of Pampa on Hwy 60 | Pampa | TX | 79066 | Gray | 35.4236 | -100.8406 | SPP | SWPP | Southwest Power Pool | Wells | 22 | RE | 1 | Electric Utility |  | N |  | N |  | N |  |  | X |  | Southwestern Public Service Co | 17718 | TX | 69
6035 | Exelon Power | 7690 | Pennsbury | 1414 Bordentown Rd | Morrisville | PA | 19067 | Bucks | 40.1531 | -74.7691 | RFC | PJM | PJM Interconnection, LLC |  | 22 | NR | 2 | IPP Non-CHP |  | N |  | N |  | N |  |  | X |  | PECO Energy Co | 14940 | PA | 33
590 | City of Anaheim - (CA) | 7693 | Anaheim GT | 1144 North Kraemer Blvd | Anaheim | CA | 92806 | Orange | 33.8535 | -117.8563 | WECC | CISO | California Independent System Operator | City ground water and MWD | 22 | RE | 1 | Electric Utility |  | N |  | N |  | N |  | N | X |  | City of Anaheim - (CA) | 590 | CA | 66 |  |  | Southern California Gas Company
195 | Alabama Power Co | 7697 | Washington County Cogeneration Facility | Highway 43 | McIntosh | AL | 36553 | Washington | 31.2504 | -88.0156 | SERC | SOCO | Southern Company Services, Inc. - Trans | City Water | 22 | RE | 1 | Electric Utility |  | N |  | N |  | N |  | N | X |  | Alabama Power Co | 195 | AL | 115 |  |  | Florida Gas Transmission
195 | Alabama Power Co | 7698 | General Electric Plastic | Hwy. 43 & County Road 18 | Burkeville | AL | 36752 | Lowndes | 32.3102 | -86.5254 | SERC | SOCO | Southern Company Services, Inc. - Trans | City Water | 22 | RE | 1 | Electric Utility |  | N |  | N |  | N |  | N | X |  | Alabama Power Co | 195 | AL | 115 |  |  | Alagasco
6455 | Duke Energy Florida, Inc | 7699 | Tiger Bay | 3219 County Road 630 West | Ft. Meade | FL | 33841 | Polk | 27.7464 | -81.8494 | FRCC | FPC | Progress Energy Florida | Cooling Towers | 22 | RE | 1 | Electric Utility |  | N |  | N |  | N |  | N | X |  | Duke Energy Florida, Inc | 6455 | FL | 230 |  |  | Florida Gas Transmission and Gulfstream Natural Gas System
6035 | Exelon Power | 7701 | Fairless Hills | 990 South Port Road | Fairless Hills | PA | 19030 | Bucks | 40.1405 | -74.7506 | RFC | PJM | PJM Interconnection, LLC | Delaware River | 22 | NR | 2 | IPP Non-CHP |  | N |  | N |  | N |  |  | X |  | PECO Energy Co | 14940 | PA | 66 |  |  | Transco
9617 | JEA | 7705 | Girvin Landfill | 515 Girvin Road | Jacksonville | FL | 32225 | Duval | 30.3356 | -81.4639 | FRCC | JEA | JEA |  | 22 | RE | 1 | Electric Utility |  | N |  | N |  | N |  | N | X |  | JEA | 9617 | FL | 500
9417 | Interstate Power and Light Co | 7706 | Agency GT | Agency Rd | West Burlington | IA | 52601 | DES MOINES | 40.8167 | -91.1467 | MRO | MISO | Midcontinent Independent Transmission System Operator, Inc.. |  | 22 | RE | 1 | Electric Utility |  | N |  | N |  | N |  |  | X |  | ITC Midwest LLC | 56161 | MI | 69
195 | Alabama Power Co | 7708 | APC1 | unsited |  | AL | 0 |  |  |  | SERC | SOCO | Southern Company Services, Inc. - Trans |  | 22 | RE | 1 | Electric Utility |  | N |  | N |  | N |  |  | X
17650 | Southern Power Co | 7709 | Dahlberg | 585 Jarrett Road | Nicholson | GA | 30565 | Jackson | 34.0423 | -83.3977 | SERC | SOCO | Southern Company Services, Inc. - Trans |  | 22 | NR | 2 | IPP Non-CHP |  | N |  | N |  | N |  | N | X |  | Georgia Power Co | 7140 | GA | 230 |  |  | TRANSCO
17650 | Southern Power Co | 7710 | H Allen Franklin Combined Cycle | 6109 Lee Road 249 | Smiths | AL | 36877 | Lee | 32.6078 | -85.0975 | SERC | SOCO | Southern Company Services, Inc. - Trans | Chattahoochee River | 22 | NR | 2 | IPP Non-CHP |  | N |  | N |  | N |  | N | X |  | Georgia Power Co | 7140 | GA | 230 |  |  | SONAT
7140 | Georgia Power Co | 7711 | GPC3 |  |  | GA | 0 |  |  |  | SERC |  |  |  | 22 | RE | 1 | Electric Utility |  | N |  | N |  | N |  |  | X
7140 | Georgia Power Co | 7712 | GPC4 |  |  | GA | 0 |  |  |  | SERC |  |  |  | 22 | RE | 1 | Electric Utility |  | N |  | N |  | N |  |  | X
7140 | Georgia Power Co | 7713 | GPC5 |  |  | GA | 0 |  |  |  | SERC |  |  |  | 22 | RE | 1 | Electric Utility |  | N |  | N |  | N |  |  | X
7140 | Georgia Power Co | 7714 | GPC6 |  |  | GA | 0 |  |  |  | SERC |  |  |  | 22 | RE | 1 | Electric Utility |  | N |  | N |  | N |  |  | X
7801 | Gulf Power Co | 7715 | Pea Ridge | 4575 Highway 90 | Pace | FL | 32571 | Santa Rosa | 30.5921 | -87.1354 | SERC | SOCO | Southern Company Services, Inc. - Trans | Well | 22 | RE | 1 | Electric Utility |  | N |  | N |  | N |  | N | X |  | Gulf Power Co | 7801 | FL | 115 |  |  | Gulf South
18642 | Tennessee Valley Authority | 7719 | Meridian | 347 Fletcher Rd. | Meridian | MS | 39309 | Lauderdale | 32.3748 | -88.7042 | SERC | TVA | Tennessee Valley Authority |  | 22 | RE | 1 | Electric Utility |  | N |  | N |  | N |  |  | X |  | Tennessee Valley Authority | 18642 | MS | 500
195 | Alabama Power Co | 7721 | Theodore Cogen Facility | Industrial Blvd. | Theodore | AL | 36582 | Mobile | 30.5254 | -88.1285 | SERC | SOCO | Southern Company Services, Inc. - Trans | Deer River | 22 | RE | 1 | Electric Utility |  | N |  | N |  | N |  | N | X |  | Alabama Power Co | 195 | AL | 115 |  |  | Mobile Gas Services
18642 | Tennessee Valley Authority | 7722 | Watts Bar Nuclear Plant | Hwy 68 PO Box 2000 | Spring City | TN | 37381 | Rhea | 35.6021 | -84.7895 | SERC | TVA | Tennessee Valley Authority | Chickamauga Lake | 22 | RE | 1 | Electric Utility |  | N |  | N |  | N |  |  | X |  | Tennessee Valley Authority | 18642 | TN | 500
10433 | Kodiak Electric Assn Inc | 7723 | Nymans Plant | Seafarer Dr. Building 12 | Kodiak | AK | 99619 | Kodiak Island | 57.7316 | -152.507 | ASCC |  |  |  | 22 | RE | 1 | Electric Utility |  | N |  | N |  | N |  | N | X |  | Kodiak Electric Assn Inc | 10433 | AK | 67
14323 | Pacific Northwest Generating Coop | 7725 | Coffin Butte | 29160 Coffin Butte Road | Corvallis | OR | 97330 | BENTON | 44.6969 | -123.2234 | WECC | BPAT | Bonneville Power Administration |  | 22 | RE | 1 | Electric Utility |  | N |  | N |  | N |  |  | X |  | Bonneville Power Administration | 1738 | OR | 12.47
3046 | Duke Energy Progress - (NC) | 7727 | Future Gen Plant 1 | unsited | unsited | NC | 0 |  |  |  | SERC | CPLE | Progress Energy Carolinas - EAST |  | 22 | RE | 1 | Electric Utility |  | N |  | N |  | N |  |  | X |  | Progress Energy Carolinas Inc | 3046 | NC
3046 | Duke Energy Progress - (NC) | 7728 | Future Gen Plant 2 | unsited | unsited | NC | 0 |  |  |  | SERC | CPLE | Progress Energy Carolinas - EAST |  | 22 | RE | 1 | Electric Utility |  | N |  | N |  | N |  |  | X |  | Progress Energy Carolinas Inc | 3046 | NC
3989 | City of Colorado Springs - (CO) | 7730 | SECC | 215 Nichols Blvd. | Colorado Springs | CO | 80907 | El Paso | 38.8817 | -104.8181 | WECC | WACM | Western Area Power Administration - Rocky Mountain Region |  | 22 | RE | 1 | Electric Utility |  | N |  | N |  | N |  | N | X |  | Colorado Springs City of | 3989 | CO | 34.5 |  |  | Municipal (LDC)
5701 | El Paso Electric Co | 7732 | Turbine | NA | El Paso | TX | 79938 | El Paso |  |  | WECC | EPE | El Paso Electric Company |  | 22 | RE | 1 | Electric Utility |  | N |  | N |  | N |  |  | X |  | El Paso Electric Co | 5701 | TX | 0
17539 | South Carolina Electric&Gas Company | 7737 | Kapstone | 5600 Virginia Avenue | Charleston | SC | 29423 | Charleston | 32.9 | -79.9667 | SERC | SCEG | South Carolina Electric & Gas Company | Edisto River | 22 | RE | 1 | Electric Utility |  | N |  | N |  | N |  | N | X |  | South Carolina Electric&Gas Company | 17539 | SC | 115
21554 | Seminole Electric Cooperative Inc | 7738 | Unknown | County Road 664 | Ft Green | FL | 33834 | Hardee | 27.6278 | -81.845 | FRCC |  |  |  | 22 | RE | 1 | Electric Utility |  | N |  | N |  | N |  |  | X
6452 | Florida Power & Light Co | 7744 | Unsited |  |  | FL | 0 |  |  |  | FRCC |  |  |  | 22 | RE | 1 | Electric Utility |  | N |  | N |  | N |  |  | X
924 | Associated Electric Coop, Inc | 7749 | Essex | 24201 State Hwy E | Essex | MO | 63846 | Stoddard | 36.8682 | -89.8402 | SERC | AECI | Associated Electric Cooperative, Inc. | Wells | 22 | RE | 1 | Electric Utility |  | N |  | N |  | N |  | N | X |  | Associated Electric Coop, Inc | 924 |  | 161 | 345 |  | Texas Eastern Pipeline
219 | Alaska Power and Telephone Co | 7751 | Goat Lake Hydro | 110 Spring St | Skagway | AK | 99840 | Skagway Hoonah Angoon | 59.5357 | -135.2123 | ASCC |  |  | Goat Lake | 22 | RE | 1 | Electric Utility |  | N |  | N |  | N |  | N | X |  | Alaska Power and Telephone Co | 219 | AK | 34.5
219 | Alaska Power and Telephone Co | 7752 | Black Bear Lake | 401 7th Street | Craig | AK | 99921 | Prince of Wales Ketchikan | 55.4765 | -133.1477 | ASCC |  |  | Black Bear Lake | 22 | RE | 1 | Electric Utility |  | N |  | N |  | N |  | N | X |  | Alaska Power and Telephone Co | 219 | AK | 34.5
924 | Associated Electric Coop, Inc | 7754 | Nodaway | 31491 300th Street | Conception Junction | MO | 64434 | Nodaway | 40.2877 | -94.7913 | SERC | AECI | Associated Electric Cooperative, Inc. | Wells | 22 | RE | 1 | Electric Utility |  | N |  | N |  | N |  | N | X |  | Associated Electric Coop, Inc | 924 |  | 161 |  |  | ANR Pipeline Company
924 | Associated Electric Coop, Inc | 7757 | Chouteau | 5873 Hunt St | Pryor | OK | 74361 | Mayes | 36.2221 | -95.2771 | SERC | AECI | Associated Electric Cooperative, Inc. | Neosho River | 22 | RE | 1 | Electric Utility |  | N |  | N |  | N |  | N | X |  | Associated Electric Coop, Inc | 924 |  | 161 |  |  | Enable Oklahoma Gas Transmission
20214 | Waverly Municipal Elec Utility | 7758 | South Plant | 10th Ave SW | Waverly | IA | 50677 | Bremer | 42.7317 | -92.4711 | MRO | MISO | Midcontinent Independent Transmission System Operator, Inc.. | Self Contained | 22 | RE | 1 | Electric Utility |  | N |  | N |  | N |  |  | X |  | Waverly Municipal Elec Utility | 20214 | IA | 12.5
9273 | Indianapolis Power & Light Co | 7759 | Georgetown | Georgetown Road | Indianapolis | IN | 46268 | Marion | 39.9026 | -86.2441 | RFC | MISO | Midcontinent Independent Transmission System Operator, Inc.. |  | 22 | RE | 1 | Electric Utility |  | N |  | N |  | N |  | N | X |  | Indianapolis Power & Light Co | 9273 | IN | 138 |  |  | Pan Handle Eastern (Meter # 2854)
56491 | Tilton Energy LLC | 7760 | Tilton | 80 West 1st Street | Tilton | IL | 61833 | Vermilion | 40.1061 | -87.6538 | SERC | MISO | Midcontinent Independent Transmission System Operator, Inc.. | Municipality | 22 | NR | 2 | IPP Non-CHP |  | N |  | N |  | Y | 78-000 | N | X |  | Ameren Illinois Company | 56697 | IL | 138 |  |  | Midwestern Gas Pipeline
15470 | Duke Energy Indiana, LLC | 7763 | Henry County | 6045 West SR 38 | New Castle | IN | 47362 | Henry | 39.9528 | -85.5039 | RFC | MISO | Midcontinent Independent Transmission System Operator, Inc.. |  | 22 | RE | 1 | Electric Utility |  | N |  | N |  | N |  | N | X |  | Duke Energy Indiana Inc | 15470 | IN | 138 |  |  | ANR Pipeline
59421 | SEPG Operating Services, LLC MPC | 7764 | MPC Generating | 208 Cherry Hill Road | Monroe | GA | 30656 | Walton | 33.8119 | -83.6953 | SERC | SOCO | Southern Company Services, Inc. - Trans | Municipality | 22 | NR | 2 | IPP Non-CHP |  | N |  | N |  | Y | 01-250 | N | X |  | Georgia Power Co | 7140 | GA | 230 |  |  | Transco
5957 | City of Erie - (KS) | 7766 | Erie Energy Center | 621 Power Drive | Erie | KS | 66733 | Neosho | 37.5742 | -95.2372 | SPP | SWPP | Southwest Power Pool | Municipality | 22 | RE | 1 | Electric Utility |  | N |  | N |  | N |  | N | X |  | City of Erie - (KS) | 5957 | KS | 69
17874 | City of St George | 7767 | Bloomington Power Plant | 3780 S. 155 W. | Bloomington | UT | 84780 | Washington | 37.042 | -113.6267 | WECC | PACE | PacifiCorp - East | Municipality Cooling Radiator | 22 | RE | 1 | Electric Utility |  | N |  | N |  | N |  |  | X |  | City of St George | 17874 | UT | 69
17690 | SOWEGA Power LLC | 7768 | Sowega Power | 2237 Hatcher Hill Rd. | Baconton | GA | 31716 | Mitchell | 31.3869 | -84.08 | SERC | SOCO | Southern Company Services, Inc. - Trans | Floridian Aquifer | 22 | NR | 2 | IPP Non-CHP |  | N |  | N |  | Y | 00-144-000 | N | X |  | Georgia Transmission Corp | 7197 | GA | 230 |  |  | Southern Natural Gas
8287 | Hawaii Electric Light Co Inc | 7769 | Lalamilo Windfarm | Waimea | Kamuela | HI | 96743 | Hawaii | 20.0233 | -155.7467 | HICC |  |  |  | 22 | RE | 1 | Electric Utility |  | N |  | N |  | N |  |  | X |  | Hawaii Electric Light Co Inc | 8287 | HI | 12.7
16179 | Rochelle Municipal Utilities | 7770 | 1515 S Caron Road | 1515 S Caron Road | Rochelle | IL | 61068 | Ogle | 41.9084 | -89.0466 | RFC | PJM | PJM Interconnection, LLC | Municipality | 22 | RE | 1 | Electric Utility |  | N |  | N |  | N |  | N | X |  | Rochelle Municipal Utilities | 16179 | IL | 138 |  |  | Nicor
58190 | Bluestem LLC | 7771 | Springview | West Highway 12 | Springview | NE | 68778 | Keya Paha | 42.8258 | -99.7775 | MRO | SWPP | Southwest Power Pool |  | 22 | NR | 2 | IPP Non-CHP | N | N |  | Y | QF10-594-000 | Y | QF10-594-000 | N | X |  | Nebraska Public Power District | 13337 | NE | 12.5
40577 | American Mun Power-Ohio, Inc | 7774 | Cleveland Peaking | 13611 Aspinwall Ave. | Cleveland | OH | 44114 | Cuyahoga | 41.5311 | -81.6478 | RFC | PJM | PJM Interconnection, LLC |  | 22 | RE | 1 | Electric Utility |  | N |  | N |  | N |  | N | X |  | City of Cleveland - (OH) | 3762 | OH | 11
40577 | American Mun Power-Ohio, Inc | 7775 | Versailles Peaking | 649 E. Water St. | Versailles | OH | 45380 | Darke | 40.2247 | -84.4769 | RFC | PJM | PJM Interconnection, LLC |  | 22 | RE | 1 | Electric Utility |  | N |  | N |  | N |  | N | X |  | Village of Versailles - (OH) | 19805 | OH | 12.47
40577 | American Mun Power-Ohio, Inc | 7776 | Napoleon Peaking | 1775 Industrial Dr. | Napoleon | OH | 43545 | Henry | 41.4079 | -84.1095 | RFC | PJM | PJM Interconnection, LLC |  | 22 | RE | 1 | Electric Utility |  | N |  | N |  | N |  | N | X |  | City of Napoleon - (OH) | 13209 | OH | 12.47
40577 | American Mun Power-Ohio, Inc | 7777 | Dover Peaking | 2995 Progress St. | Dover | OH | 44622 | Tuscarawas | 40.5416 | -81.4985 | RFC | PJM | PJM Interconnection, LLC |  | 22 | RE | 1 | Electric Utility |  | N |  | N |  | N |  | N | X |  | City of Dover - (OH) | 5336 | OH | 12.47
40577 | American Mun Power-Ohio, Inc | 7778 | Orrville Peaking | 1530 N. Main St. | Orrville | OH | 44667 | Wayne | 40.86 | -81.7586 | RFC | PJM | PJM Interconnection, LLC |  | 22 | RE | 1 | Electric Utility |  | N |  | N |  | N |  | N | X |  | City of Orrville - (OH) | 14194 | OH | 13.8
40577 | American Mun Power-Ohio, Inc | 7779 | Bryan Peaking | 1521 Evansport Rd. | Bryan | OH | 43506 | WILLIAMS | 41.4609 | -84.527 | RFC | PJM | PJM Interconnection, LLC |  | 22 | RE | 1 | Electric Utility |  | N |  | N |  | N |  | N | X |  | City of Bryan - (OH) | 2439 | OH | 12.47
40577 | American Mun Power-Ohio, Inc | 7780 | Jackson Cntr Peaking | N. State Rt. 65 | Jackson Center | OH | 45334 | Shelby | 40.4597 | -84.0401 | RFC | PJM | PJM Interconnection, LLC |  | 22 | RE | 1 | Electric Utility |  | N |  | N |  | N |  | N | X |  | Village of Jackson Center - (OH) | 9572 | OH | 12.47
40577 | American Mun Power-Ohio, Inc | 7781 | Arcanum Peaking | 21 Water St. | Arcanum | OH | 45304 | Darke | 39.9867 | -84.5513 | RFC | PJM | PJM Interconnection, LLC |  | 22 | RE | 1 | Electric Utility |  | N |  | N |  | N |  | N | X |  | City of Arcanum - (OH) | 768 | OH | 12.47
40577 | American Mun Power-Ohio, Inc | 7782 | Hamilton Peaking | 8000 N. Gilmore Rd. | Hamilton | OH | 45015 | Butler | 39.3528 | -84.5183 | RFC | PJM | PJM Interconnection, LLC |  | 22 | RE | 1 | Electric Utility |  | N |  | N |  | N |  | N | X |  | City of Hamilton - (OH) | 7977 | OH | 138 |  |  | City of Hamilton Municipal Pipeline
40577 | American Mun Power-Ohio, Inc | 7783 | Bowling Green Peaking | 811 E. Poe Rd. | Bowling Green | OH | 43402 | WOOD | 41.3884 | -83.6402 | RFC | PJM | PJM Interconnection, LLC |  | 22 | RE | 1 | Electric Utility |  | N |  | N |  | N |  | N | X |  | City of Bowling Green - (OH) | 2054 | OH | 69 |  |  | Columbia Gas Transmission Corp
58651 | Allegany Generating Station, LLC | 7784 | Allegany Cogen | 11537 Rt. 19A | Filmore | NY | 14735 | Allegany | 42.5027 | -78.0686 | NPCC | NYIS | New York Independent System Operator | Genesee River | 22 | NR | 2 | IPP Non-CHP |  | N |  | N |  | N |  | N | X |  | Rochester Gas & Electric Corp | 16183 | NY | 115 |  |  | Dominion Transmission Inc.
11204 | Los Alamos County | 7789 | Abiquiu Dam | state road 96, 1 mi W of 84/64 | Abiquiu | NM | 87510 | Rio Arriba | 36.2399 | -106.423 | WECC | WACM | Western Area Power Administration - Rocky Mountain Region | Rio Chama | 22 | RE | 1 | Electric Utility |  | N |  | N |  | N |  |  | X |  | Jemez Mountains Elec Coop, Inc | 9699 | NM | 69
40230 | Deseret Generation & Tran Coop | 7790 | Bonanza | 12500 East 25500 South | Vernal | UT | 84078 | Uintah | 40.0864 | -109.2844 | WECC | PACE | PacifiCorp - East | Green River | 22 | RE | 1 | Electric Utility |  | N |  | N |  | N |  | N | X |  | Deseret Generation & Tran Coop | 40230 | UT | 345
40577 | American Mun Power-Ohio, Inc | 7791 | Montpelier | 1490 Travis Rd. | Montpelier | OH | 43543 | Williams | 41.5855 | -84.5794 | RFC | PJM | PJM Interconnection, LLC |  | 22 | RE | 1 | Electric Utility |  | N |  | N |  | N |  | N | X |  | Village of Montpelier - (OH) | 12861 | OH | 69
11571 | Manitowoc Public Utilities | 7795 | Custer Energy Center | 5740 West Custer Street | Manitowoc | WI | 54221 | Manitowoc | 44.0854 | -87.7261 | MRO | MISO | Midcontinent Independent Transmission System Operator, Inc.. | City Water | 22 | RE | 1 | Electric Utility |  | N |  | N |  | N |  | N | X |  | American Transmission Co | 659 | WI | 69 |  |  | Wisconsin Public Service
11560 | City of Manassas - (VA) | 7797 | Dominion/Lo Mar | 10304 Central Park Drive | Manassas | VA | 20110 | Prince William | 38.7443 | -77.4974 | SERC | PJM | PJM Interconnection, LLC |  | 22 | RE | 1 | Electric Utility |  | N |  | N |  | N |  | N | X |  | City of Manassas - (VA) | 11560 | VA | 13.2
11560 | City of Manassas - (VA) | 7798 | Gateway Gen | 10509 Wakeman Drive | Manassas | VA | 20110 | Prince William | 38.7253 | -77.5097 | SERC | PJM | PJM Interconnection, LLC |  | 22 | RE | 1 | Electric Utility |  | N |  | N |  | N |  | N | X |  | City of Manassas - (VA) | 11560 | VA | 13.2
11479 | Madison Gas & Electric Co | 7799 | West Marinette 34 | W1830 West Cleveland Avenue | Peshtigo | WI | 54143 | Marinette | 45.0869 | -87.6892 | MRO | MISO | Midcontinent Independent Transmission System Operator, Inc.. |  | 22 | RE | 1 | Electric Utility |  | N |  | N |  | N |  | N | X |  | American Transmission Co | 659 |  | 138 |  |  | Wisconsin Public Service Co
3046 | Duke Energy Progress - (NC) | 7805 | Sherwood H Smith Jr Energy Complex | 198 Energy Way | Hamlet | NC | 28345 | Richmond | 34.8392 | -79.7406 | SERC | CPLE | Progress Energy Carolinas - EAST | Pee Dee River | 22 | RE | 1 | Electric Utility |  | N |  | N |  | N |  | N | X |  | Duke Energy Progress - (NC) | 3046 | NC | 230 |  |  | Piedmont Natural Gas
16873 | City of Sebewaing - (MI) | 7806 | Pine Street | 350 West Pine | Sebewaing | MI | 48759 | Huron | 43.7402 | -83.45 | RFC | MISO | Midcontinent Independent Transmission System Operator, Inc.. | Wells (Closed Water System) | 22 | RE | 1 | Electric Utility |  | N |  | N |  | N |  | N | X |  | DTE Electric Company | 5109 | MI | 40 |  |  | Consumers Energy
7977 | City of Hamilton - (OH) | 7807 | Hamilton Hydro | 960 N. 3RD STREET | HAMILTON | OH | 45011 | Butler | 39.4128 | -84.5558 | RFC | PJM | PJM Interconnection, LLC | Great Miami River | 22 | RE | 1 | Electric Utility |  | N |  | N |  | N |  | N | X |  | City of Hamilton - (OH) | 7977 | OH | 13.8
792 | City of Argyle - (WI) | 7810 | Argyle | 100 E Milwaukee Street | Argyle | WI | 53504 | LAFAYETTE | 42.7019 | -89.8697 | MRO | MISO | Midcontinent Independent Transmission System Operator, Inc.. | Pecatonica River | 22 | RE | 1 | Electric Utility |  | N |  | N |  | N |  |  | X |  | City of Argyle - (WI) | 792 | WI | 69
13994 | Oglethorpe Power Corporation | 7813 | Sewell Creek Energy | 1031 Sewel Creek Rd | Cedar Town | GA | 30125 | Polk | 33.9486 | -85.2769 | SERC | SOCO | Southern Company Services, Inc. - Trans | Municipality | 22 | RE | 1 | Electric Utility |  | N |  | N |  | N |  |  | X |  | Georgia Transmission Corp | 7197 | GA | 230 |  |  | Sonat
59159 | Central Electric Power | 7814 | Webb Forging | 160 Webb Forging Road | Carlisle | SC | 29031 | Union | 34.5567 | -81.4919 | SERC | DUK | Duke Energy Carolinas |  | 22 | RE | 1 | Electric Utility |  | N |  | N |  | N |  | N | X |  | Broad River Electric Coop, Inc | 2212 | SC | 12.47
40307 | Prairie Power, Inc | 7818 | Alsey | Highway 106 South | Alsey | IL | 62694 | Scott | 39.5698 | -90.436 | SERC | MISO | Midcontinent Independent Transmission System Operator, Inc.. |  | 22 | RE | 1 | Electric Utility |  | N |  | N |  | N |  | N | X |  | Prairie Power, Inc | 40307 |  | 138 |  |  | Panhandle Eastern
20847 | Wisconsin Electric Power Co | 7820 | Big Quinnesec 92 | N2022 Hydraulic Falls Road | Iron Mountain | MI | 49801 | Dickinson | 45.7881 | -88.0408 | RFC | MISO | Midcontinent Independent Transmission System Operator, Inc.. | Menominee River | 22 | RE | 1 | Electric Utility |  | N |  | N |  | N |  | N | X |  | American Transmission Co | 659 | WI | 69
20847 | Wisconsin Electric Power Co | 7821 | Big Quinnesec 61 | N2022 Hydraulic Falls Road | Iron Mountain | MI | 49801 | Dickinson | 45.7881 | -88.0408 | RFC | MISO | Midcontinent Independent Transmission System Operator, Inc.. | Menominee River | 22 | RE | 1 | Electric Utility |  | N |  | N |  | N |  | N | X |  | Wisconsin Electric Power Co | 20847 | MI | 13.8
10056 | City of Kaukauna | 7822 | Kaukauna City Hydro | 601 Thimany Road | Kaukauna | WI | 54130 | OUTAGAMIE | 44.2746 | -88.3191 | MRO | MISO | Midcontinent Independent Transmission System Operator, Inc.. | Fox River | 22 | RE | 1 | Electric Utility |  | N |  | N |  | N |  |  | X |  | City of Kaukauna | 10056 | WI | 12.4
9216 | Imperial Irrigation District | 7824 | Rockwood | 4195 Dogwood Rd. | Brawley | CA | 92227 | Imperial | 32.9553 | -115.5364 | WECC | IID | Imperial Irrigation District | Municipality | 22 | RE | 1 | Electric Utility |  | N |  | N |  | N |  | N | X |  | Imperial Irrigation District | 9216 | CA | 33 |  |  | Souther California Gas Company L-6001
807 | Arkansas Electric Coop Corp | 7825 | Fulton (AR) | PO Box 375 | Fulton | AR | 71838 | Hempstead | 33.6094 | -93.7924 | SPP | SWPP | Southwest Power Pool |  | 22 | RE | 1 | Electric Utility |  | N |  | N |  | N |  | N | X |  | Southwestern Electric Power Co | 17698 | AR | 115 |  |  | Natural Gas Pipeline of America
17650 | Southern Power Co | 7826 | Rowan | 5755 N.C. Hwy 801 | Salisbury | NC | 28147 | Rowan | 35.7314 | -80.6019 | SERC | DUK | Duke Energy Carolinas | Municipality | 22 | NR | 2 | IPP Non-CHP |  | N |  | N |  | N |  |  | X |  | Duke Energy Carolinas, LLC | 5416 | NC | 230 |  |  | Florida Gas Transmission
40577 | American Mun Power-Ohio, Inc | 7827 | Shelby North | 73 W. State St. | Shelby | OH | 44875 | Richland | 40.8969 | -82.6625 | RFC | PJM | PJM Interconnection, LLC |  | 22 | RE | 1 | Electric Utility |  | N |  | N |  | N |  | N | X |  | City of Shelby - (OH) | 17043 | OH | 12.47
17043 | City of Shelby - (OH) | 7828 | Shelby South | 3626 London West Rd. | Shelby | OH | 44875 | Richland | 40.9089 | -82.6533 | RFC | PJM | PJM Interconnection, LLC |  | 22 | RE | 1 | Electric Utility |  | N |  | N |  | N |  | N | X |  | City of Shelby - (OH) | 17043 | OH | 12.5 |  |  | Columbia Gas
13994 | Oglethorpe Power Corporation | 7829 | Smarr Energy Center | 1077 Rumble Rd | Forsyth | GA | 31029 | Monroe | 32.9842 | -83.8464 | SERC | SOCO | Southern Company Services, Inc. - Trans | Municipality | 22 | RE | 1 | Electric Utility |  | N |  | N |  | N |  |  | X |  | Georgia Transmission Corp | 7197 | GA | 115 |  |  | Sonat
38084 | Great Lakes Energy Coop | 7831 | Beaver Island | 36800 East Side Drive | Beaver Island | MI | 49782 | Charlevoix | 45.7291 | -85.5244 | RFC | MISO | Midcontinent Independent Transmission System Operator, Inc.. |  | 22 | RE | 1 | Electric Utility |  | N |  | N |  | N |  |  | X |  | Great Lakes Energy Coop | 38084 | MI | 25
10393 | PUD No 1 of Klickitat County | 7832 | Roosevelt Biogas 1 | 502 Roosevelt Grade Road | Roosevelt | WA | 99356 | Klickitat | 45.8015 | -120.1672 | WECC | BPAT | Bonneville Power Administration | Wells | 22 | RE | 1 | Electric Utility |  | N |  | N |  | N |  | N | X |  | PUD No 1 of Klickitat County | 10393 | WA | 115
17543 | South Carolina Public Service Authority | 7834 | John S Rainey | 2900 Opry House Road | Starr | SC | 29684 | Anderson | 34.3477 | -82.7745 | SERC | SC | South Carolina Public Service Authority | Lake Richard B Russell | 22 | RE | 1 | Electric Utility |  | N |  | N |  | N |  | N | X |  | South Carolina Public Service Authority | 17543 | SC | 230 |  |  | Transcontinental Pipeline (Transco)
56386 | Essential Power Rock Springs LLC | 7835 | Essential Power Rock Springs LLC | 1423 Rising Sun Road | Rising Sun | MD | 21911 | Cecil | 39.719 | -76.1598 | RFC | PJM | PJM Interconnection, LLC |  | 22 | NR | 2 | IPP Non-CHP |  | N |  | N |  | N |  | N | X |  | PECO Energy Co | 14940 | PA | 500 |  |  | Columbia Gas Pipeline
40229 | Old Dominion Electric Coop | 7836 | Marsh Run Generation Facility | 12109 Lucky Hill Road | Remington | VA | 22734 | Fauquier | 38.5283 | -77.7681 | SERC | PJM | PJM Interconnection, LLC |  | 22 | RE | 1 | Electric Utility |  | N |  | N |  | N |  | N | X |  | Virginia Electric & Power Co | 19876 | VA | 230 |  |  | Transco wholly owned by Williams Partners L.P.
40229 | Old Dominion Electric Coop | 7837 | Louisa Generation Facility | 3352 Kloeckner Road | Gordonsville | VA | 22942 | Louisa | 38.1181 | -78.2139 | SERC | PJM | PJM Interconnection, LLC |  | 22 | RE | 1 | Electric Utility |  | N |  | N |  | N |  | N | X |  | Virginia Electric & Power Co | 19876 | VA | 230 |  |  | Transco wholly owned by Williams Partners L.P.
19876 | Virginia Electric & Power Co | 7838 | Remington | 12025 Lucky Hill Road | Remington | VA | 22734 | Fauquier | 38.5442 | -77.7714 | SERC | PJM | PJM Interconnection, LLC |  | 22 | RE | 1 | Electric Utility |  | N |  | N |  | N |  | N | X |  | Virginia Electric & Power Co | 19876 | VA | 230 |  |  | Transco
19876 | Virginia Electric & Power Co | 7839 | Ladysmith | 8063 Cedon Road | Woodford | VA | 22580 | Caroline | 38.0722 | -77.5133 | SERC | PJM | PJM Interconnection, LLC |  | 22 | RE | 1 | Electric Utility |  | N |  | N |  | N |  | N | X |  | Virginia Electric & Power Co | 19876 | VA | 230 |  |  | DTI
4329 | Copper Valley Elec Assn, Inc | 7841 | Valdez Cogen | 2.5 mile dayville road | Valdez | AK | 99686 | Valdez Cordova | 61.0839 | -146.2529 | ASCC |  |  |  | 22 | RE | 1 | Electric Utility |  | N |  | N |  | N |  | N | X |  | Copper Valley Elec Assn, Inc | 4329 | AK | 14.4 | 138
17697 | Southwestern Electric Coop Inc - (IL) | 7842 | Freedom Power Project | 2516 N. 2125 St. | St. Elmo | IL | 62458 | FAYETTE | 39.1033 | -88.859 | SERC | MISO | Midcontinent Independent Transmission System Operator, Inc.. | Kaskaskia River | 22 | RE | 1 | Electric Utility |  | N |  | N |  | N |  | N | X |  | Southwestern Electric Coop Inc - (IL) | 17697 | IL | 13.8 |  |  | Natural Gas Pipeline Company of America
7570 | Great River Energy | 7843 | Pleasant Valley (MN) | 68435 310th Street | Dexter | MN | 55926 | Mower | 43.7994 | -92.6829 | MRO | MISO | Midcontinent Independent Transmission System Operator, Inc.. |  | 22 | RE | 1 | Electric Utility |  | N |  | N |  | N |  |  | X |  | Great River Energy | 7570 |  | 161 |  |  | Northern Natural Gas
12667 | Minnesota Municipal Power Agny | 7844 | Minnesota River | 1040 Dahlen Lane | Chaska | MN | 55318 | Carver | 44.7952 | -93.581 | MRO | MISO | Midcontinent Independent Transmission System Operator, Inc.. | City Of Chaska | 22 | RE | 1 | Electric Utility |  | N |  | N |  | N |  |  | X |  | Northern States Power Co - Minnesota | 13781 | MN | 118 |  |  | Northern Natural Gas
18642 | Tennessee Valley Authority | 7845 | Lagoon Creek | 615 Elm Tree Rd. | Brownsville | TN | 38012 | Haywood | 35.6578 | -89.3964 | SERC | TVA | Tennessee Valley Authority | Memphis Sands Aquifer | 22 | RE | 1 | Electric Utility |  | N |  | N |  | N |  |  | X |  | Tennessee Valley Authority | 18642 | TN | 500 |  |  | Texas Gas Transmission Corporation and Tri-State Meter and Regulator Services, Inc.
9617 | JEA | 7846 | Brandy Branch | 15701 W. Beaver St. | Baldwin | FL | 32234 | Duval | 30.3206 | -81.9472 | FRCC | JEA | JEA | Ground Water | 22 | RE | 1 | Electric Utility |  | N |  | N |  | N |  | N | X |  | JEA | 9617 | FL | 230 |  |  | Peoples Natural Gas Kinder Morgan Natural Gas
4305 | City of Coon Rapids | 7847 | Coon Rapids II | 712 Railway Street | Coon Rapids | IA | 50058 | CARROLL | 41.871 | -94.6808 | SPP | SWPP | Southwest Power Pool | Municipality | 22 | RE | 1 | Electric Utility |  | N |  | N |  | N |  | N | X |  | City of Coon Rapids | 4305 | IA | 69
924 | Associated Electric Coop, Inc | 7848 | Holden | 100 SW Route 131 | Holden | MO | 64040 | Johnson | 38.7538 | -93.9983 | SERC | AECI | Associated Electric Cooperative, Inc. | Public Water Supply District 2 | 22 | RE | 1 | Electric Utility |  | N |  | N |  | N |  | N | X |  | Associated Electric Coop, Inc | 924 |  | 161 | 69 |  | Panhandle Pipeline Company.
12341 | MidAmerican Energy Co | 7849 | Knoxville Industrial | 307 S. Godfrey Lane | Knoxville | IA | 50138 | Marion | 41.316 | -93.061 | MRO | MISO | Midcontinent Independent Transmission System Operator, Inc.. |  | 22 | RE | 1 | Electric Utility |  | N |  | N |  | N |  |  | X |  | MidAmerican Energy Co | 12341 | IA | 69
12341 | MidAmerican Energy Co | 7850 | Shenandoah | 2103 Park Street | Shenandoah | IA | 51601 | Page | 40.7707 | -95.3768 | MRO | MISO | Midcontinent Independent Transmission System Operator, Inc.. |  | 22 | RE | 1 | Electric Utility |  | N |  | N |  | N |  |  | X |  | MidAmerican Energy Co | 12341 | IA | 69
12341 | MidAmerican Energy Co | 7851 | Waterloo Lundquist | 3 Lafayette St. | Waterloo | IA | 50703 | Black Hawk | 42.5062 | -92.3456 | MRO | MISO | Midcontinent Independent Transmission System Operator, Inc.. |  | 22 | RE | 1 | Electric Utility |  | N |  | N |  | N |  |  | X |  | MidAmerican Energy Co | 12341 | IA | 69
5056 | City of Denison - (IA) | 7853 | West Receiving | 405 Avenue C | Denison | IA | 51442 | Crawford | 42.0217 | -95.3633 | MRO | SWPP | Southwest Power Pool |  | 22 | RE | 1 | Electric Utility |  | N |  | N |  | N |  | N | X |  | City of Denison - (IA) | 5056 | IA | 13.2
16198 | City of Rock Falls - (IL) | 7854 | Avenue A Generator Sets | 300 Ave A | Rock Falls | IL | 61071 | Whiteside | 41.7807 | -89.6894 | RFC | MISO | Midcontinent Independent Transmission System Operator, Inc.. |  | 22 | RE | 1 | Electric Utility |  | N |  | N |  | N |  | N | X |  | City of Rock Falls - (IL) | 16198 | IL | 34.5
12894 | City of Moorhead - (MN) | 7855 | Moorhead Wind Turbine | 2200 28th St. N. | Moorhead | MN | 56560 | Clay | 46.895 | -96.7347 | MRO | SWPP | Southwest Power Pool |  | 22 | RE | 1 | Electric Utility |  | N |  | N |  | N |  |  | X |  | City of Moorhead - (MN) | 12894 | MN | 12.47
7626 | City of Greenfield - (IA) | 7856 | North | 301 N Townline Rd | Greenfield | IA | 50849 | Adair | 41.3164 | -94.455 | MRO | MISO | Midcontinent Independent Transmission System Operator, Inc.. | Municipality | 22 | RE | 1 | Electric Utility |  | N |  | N |  | N |  |  | X |  | City of Greenfield - (IA) | 7626 | IA | 12.47
18231 | City of Stuart - (IA) | 7857 | Gilliam South | 724 SW 7th St. | Stuart | IA | 50250 | Adair | 41.4961 | -94.3272 | MRO | MISO | Midcontinent Independent Transmission System Operator, Inc.. | Municipality | 22 | RE | 1 | Electric Utility |  | N |  | N |  | N |  | N | X |  | Central Iowa Power Cooperative | 3258 |  | 34.5 |  |  | MidAmerican Energy
12159 | Midwest Electric Power Inc | 7858 | MEPI GT Facility | 2200 Portland Road | Joppa | IL | 62953 | Massac | 37.2175 | -88.8661 | SERC | EEI | Electric Energy, Inc. |  | 22 | NR | 2 | IPP Non-CHP |  | N |  | N |  | Y | 01-109-000 | N | X |  | Electric Energy Inc | 5748 | IL | 161 |  |  | Trunkline Gas Company
17035 | City of Shelbina - (MO) | 7860 | Shelbina Power #3 | 104 N. Douglas | Shelbina | MO | 63468 | Shelby | 39.6975 | -92.0535 | SERC | AECI | Associated Electric Cooperative, Inc. |  | 22 | RE | 1 | Electric Utility |  | N |  | N |  | N |  |  | X |  | Northeast Missouri El Pwr Coop | 13738 |  | 69
40215 | Cordova Electric Coop, Inc | 7862 | Power Creek | Mile 7 Power Creek Rd | Cordova | AK | 99574 | Valdez Cordova | 60.5887 | -145.6045 | ASCC |  |  | Power Creek | 22 | RE | 1 | Electric Utility |  | N |  | N |  | N |  | N | X |  | Cordova Electric Coop, Inc | 40215 | AK | 13
4716 | Dairyland Power Coop | 7863 | Elk Mound | 4101 50th Street | Elk Mound | WI | 54739 | Chippewa | 44.9028 | -91.5681 | MRO | MISO | Midcontinent Independent Transmission System Operator, Inc.. | Wells | 22 | RE | 1 | Electric Utility |  | N |  | N |  | N |  | N | X |  | Dairyland Power Coop | 4716 |  | 161 |  |  | Viking
5563 | City of Earlville - (IA) | 7865 | Earlville | 11 Maple Street | Earlville | IA | 52041 | Delaware | 42.4942 | -91.2725 | MRO | MISO | Midcontinent Independent Transmission System Operator, Inc.. | Municipality | 22 | RE | 1 | Electric Utility |  | N |  | N |  | N |  | N | X |  | City of Earlville - (IA) | 5563 | IA | 4.16
15500 | Puget Sound Energy Inc | 7867 | Snoqualmie 2 | 37540 SE Fish Hatchery RD | Snoqualmie | WA | 98024 | King | 47.5445 | -121.8414 | WECC | PSEI | Puget Sound Energy | Snoqualmie | 22 | RE | 1 | Electric Utility |  | N |  | N |  | N |  | N | X |  | Puget Sound Energy Inc | 15500 | WA | 115
56505 | National Grid Generation LLC | 7869 | Glenwood Landing | 400 Shore Road | Glenwood Landing | NY | 11547 | Nassau | 40.8275 | -73.6478 | NPCC | NYIS | New York Independent System Operator | Hempstead Harbor | 22 | RE | 1 | Electric Utility |  | N |  | N |  | N |  |  | X |  | Long Island Power Authority | 11171 | NY | 69 |  |  | Iroquois
15500 | Puget Sound Energy Inc | 7870 | Encogen | 915 Cornwall Ave | Bellingham | WA | 98225 | Whatcom | 48.746 | -122.486 | WECC | PSEI | Puget Sound Energy | Lake Whatcom | 22 | RE | 1 | Electric Utility |  | N |  | N |  | N |  | N | X |  | Puget Sound Energy Inc | 15500 | WA | 115 |  |  | Cascade Natural Gas
25422 | National Power Coop Inc | 7872 | Robert P Mone Plant | 4406 Mentzer Rd. | Convoy | OH | 45832 | Van Wert | 40.9297 | -84.7392 | RFC | PJM | PJM Interconnection, LLC |  | 22 | RE | 1 | Electric Utility |  | N |  | N |  | N |  | N | X |  | Ohio Power Co | 14006 | OH | 345 |  |  | ANR Pipeline / Southeast Mainline
18454 | Tampa Electric Co | 7873 | H L Culbreath Bayside Power Station | 3602 Port Sutton Road | Tampa | FL | 33619 | Hillsborough | 27.9072 | -82.4231 | FRCC | TEC | Tampa Electric Company | Hillsborough Bay | 22 | RE | 1 | Electric Utility |  | N |  | N |  | N |  |  | X |  | Tampa Electric Co | 18454 | FL | 230 | 138 | 69 | Florida Gas Transmission Gulf Stream
40577 | American Mun Power-Ohio, Inc | 7874 | Edgerton | 127 Industrial Dr. | Edgerton | OH | 43517 | Williams | 41.4478 | -84.7536 | RFC | PJM | PJM Interconnection, LLC |  | 22 | RE | 1 | Electric Utility |  | N |  | N |  | N |  | N | X |  | Village of Edgerton - (OH) | 5653 | OH | 12.47
12686 | Mississippi Power Co | 7875 | MPC1 | unknown | unknown | MS |  |  |  |  | SERC |  |  |  | 22 | RE | 1 | Electric Utility |  | N |  | N |  | N |  | N | X | [7 empty] | Plant never constructed
195 | Alabama Power Co | 7876 | APC2 | unsited |  | AL |  |  |  |  | SERC | SOCO | Southern Company Services, Inc. - Trans |  | 22 | RE | 1 | Electric Utility |  | N |  | N |  | N |  |  | X
195 | Alabama Power Co | 7877 | APC3 | unsited |  | AL |  |  |  |  | SERC | SOCO | Southern Company Services, Inc. - Trans |  | 22 | RE | 1 | Electric Utility |  | N |  | N |  | N |  |  | X
40577 | American Mun Power-Ohio, Inc | 7878 | Wellington | 115 Willard Memorial Squ. | Wellington | OH | 44090 | Lorain | 41.1631 | -82.2272 | RFC | PJM | PJM Interconnection, LLC |  | 22 | RE | 1 | Electric Utility |  | N |  | N |  | N |  | N | X |  | Village of Wellington - (OH) | 20313 | OH | 12.47
13100 | Municipal Electric Authority | 7879 | MEAG1 | unsited |  | GA |  |  |  |  | SERC |  |  |  | 22 | RE | 1 | Electric Utility |  | N |  | N |  | N |  |  | X
13100 | Municipal Electric Authority | 7880 | MEAG2 | unsited |  | GA |  |  |  |  | SERC |  |  |  | 22 | RE | 1 | Electric Utility |  | N |  | N |  | N |  |  | X
13100 | Municipal Electric Authority | 7881 | MEAG3 | unsited |  | GA |  |  |  |  | SERC |  |  |  | 22 | RE | 1 | Electric Utility |  | N |  | N |  | N |  |  | X
20860 | Wisconsin Public Service Corp | 7882 | Glenmore Turbines | 3270 Shirley Rd | De Pere | WI | 54115 | Brown | 44.3556 | -87.9839 | MRO | MISO | Midcontinent Independent Transmission System Operator, Inc.. |  | 22 | RE | 1 | Electric Utility | N | N |  | N |  | N |  |  | X |  | Wisconsin Public Service Corp | 20860 | WI | 24.9
15293 | Powell Valley Electric Coop | 7883 | Powell Valley | Highway 33 | Kyles Ford | TN | 37765 | Hancock | 36.5748 | -83.0321 | SERC | TVA | Tennessee Valley Authority |  | 22 | RE | 1 | Electric Utility |  | N |  | N |  | N |  | N | X |  | Powell Valley Electric Coop | 15293 | TN | 24.94
4775 | Dakota Magic Casino | 7884 | Dakota Magic | 16849 102nd St. SE | Hankinson | ND | 58041 | Richland | 45.9386 | -96.8358 | MRO | MISO | Midcontinent Independent Transmission System Operator, Inc.. |  | 713 | NR | 4 | Commercial Non-CHP |  | N |  | N |  | N |  | N | X |  | Otter Tail Power Co | 14232 | ND | 0.48
11479 | Madison Gas & Electric Co | 7886 | Wind Turbine | E2680 Eagle Road | Casco | WI | 54205 | Kewaunee | 44.6694 | -87.6333 | MRO | MISO | Midcontinent Independent Transmission System Operator, Inc.. |  | 22 | RE | 1 | Electric Utility |  | N |  | N |  | N |  | N | X |  | Wisconsin Public Service Corp | 20860 | WI | 24.9
11018 | Lincoln Electric System | 7887 | Terry Bundy Generating Station | 7707 Bluff Road | Lincoln | NE | 68517 | Lancaster | 40.9097 | -96.6131 | MRO | SWPP | Southwest Power Pool | Effluent | 22 | RE | 1 | Electric Utility |  | N |  | N |  | N |  | N | X |  | Lincoln Electric System | 11018 | NE | 115 |  |  | Northern Natural Gas
18454 | Tampa Electric Co | 7889 | NA 1 |  |  | FL |  |  |  |  | FRCC |  |  |  | 22 | RE | 1 | Electric Utility |  | N |  | N |  | N |  |  | X
21554 | Seminole Electric Cooperative Inc | 7890 | Unnamed |  |  | FL |  |  |  |  | FRCC | SEC | Seminole Electric Cooperative |  | 22 | RE | 1 | Electric Utility |  | N |  | N |  | N |  |  | X |  |  | 21554 | FL
6452 | Florida Power & Light Co | 7893 | Midway |  |  | FL |  | Taylor |  |  | FRCC |  |  |  | 22 | RE | 1 | Electric Utility |  | N |  | N |  | N |  |  | X
11249 | Louisville Gas & Electric Co | 7894 | Unknown |  |  | KY |  |  |  |  | SERC |  |  |  | 22 | RE | 1 | Electric Utility |  | N |  | N |  | N |  |  | X
17650 | Southern Power Co | 7897 | E B Harris Electric Generating Plant | 600 County Road 41 | Autaugaville | AL | 36067 | Autauga | 32.3814 | -86.5744 | SERC | SOCO | Southern Company Services, Inc. - Trans | Alabama River | 22 | NR | 2 | IPP Non-CHP |  | N |  | N |  | N |  | N | X |  | Alabama Power Co | 195 | AL | 500 |  |  | Southern Natural Gas
13464 | Village of New Knoxville - (OH) | 7898 | New Knoxville | 101 South Main St | New Knoxville | OH | 45871 | Auglaize | 40.4994 | -84.3092 | RFC | PJM | PJM Interconnection, LLC |  | 22 | RE | 1 | Electric Utility |  | N |  | N |  | N |  |  | X |  | Village of New Knoxville - (OH) | 13464 | OH | 7.2
1015 | Austin Energy | 7900 | Sand Hill | 13005 Fallwell Ln. | Austin | TX | 78617 | Travis | 30.2098 | -97.6129 | TRE | ERCO | Electric Reliability Council of Texas, Inc. | Colorado River/ SA Reg WWTP | 22 | RE | 1 | Electric Utility |  | N |  | N |  | N |  |  | X |  | Austin Energy | 1015 | TX | 138 |  |  | Kinder Morgan Texas Pipeline LLC
20847 | Wisconsin Electric Power Co | 7901 | Byron | 5656 County Trunk Highway F | Fond du Lac | WI | 54935 | Fond Du Lac | 43.6575 | -88.4381 | RFC | MISO | Midcontinent Independent Transmission System Operator, Inc.. |  | 22 | RE | 1 | Electric Utility |  | N |  | N |  | N |  | N | X |  | Wisconsin Electric Power Co | 20847 | WI | 24.9
17698 | Southwestern Electric Power Co | 7902 | Pirkey | 2396 FM Rd 3251 | Hallsville | TX | 75650 | Harrison | 32.4607 | -94.4852 | SPP | SWPP | Southwest Power Pool | Brandy Branch Reserv | 22 | RE | 1 | Electric Utility |  | N |  | N |  | N |  | Y | N | OP | Southwestern Electric Power Co | 17698 | TX | 138 |  |  | Gulf South
17833 | City Utilities of Springfield - (MO) | 7903 | McCartney | 5701 E. Farm Road 112 | Strafford | MO | 65757 | Greene | 37.2484 | -93.1708 | SPP | SWPP | Southwest Power Pool |  | 22 | RE | 1 | Electric Utility |  | N |  | N |  | N |  | N | X |  | City Utilities of Springfield - (MO) | 17833 | MO | 161 |  |  | Southern Star
10325 | Kings River Conservation Dist | 7907 | Pine Flat | 27709 Pine Flat Road | Piedra | CA | 93649 | Fresno | 36.8326 | -119.327 | WECC | CISO | California Independent System Operator | Kings River | 22 | RE | 1 | Electric Utility |  | N |  | N |  | N |  | N | X |  | Pacific Gas & Electric Co | 14328 | CA | 230
15296 | New York Power Authority | 7909 | Vernon Boulevard | 42-30 Vernon Blvd | Long Island City | NY | 11427 | Queens | 40.7537 | -73.9508 | NPCC | NYIS | New York Independent System Operator |  | 22 | RE | 1 | Electric Utility |  | N |  | N |  | N |  | N | X |  | Consolidated Edison Co-NY Inc | 4226 | NY | 138 |  |  | Con Edison
15296 | New York Power Authority | 7910 | Joseph J Seymour Power Project | 23rd &3rd Ave | Brooklyn | NY | 11232 | Kings | 40.6631 | -74 | NPCC | NYIS | New York Independent System Operator |  | 22 | RE | 1 | Electric Utility |  | N |  | N |  | N |  | N | X |  | Consolidated Edison Co-NY Inc | 4226 | NY | 138 |  |  | National Grid
14328 | Pacific Gas & Electric Co | 7911 | Kern Canyon | Rancheria Road off Highway 178 | Bakersfield | CA | 93301 | Kern | 35.4407 | -118.7965 | WECC | CISO | California Independent System Operator | Kern River | 22 | RE | 1 | Electric Utility |  | N |  | N |  | N |  |  | X |  | Pacific Gas & Electric Co | 14328 | CA | 70
15296 | New York Power Authority | 7912 | Brentwood | William Floyd Pkwy | Long Island | NY | 11717 | Suffolk | 40.7865 | -73.2927 | NPCC | NYIS | New York Independent System Operator |  | 22 | RE | 1 | Electric Utility |  | N |  | N |  | N |  | N | X |  | Long Island Power Authority | 11171 | NY | 69 |  |  | National Grid
15296 | New York Power Authority | 7913 | Hell Gate | 910 E 134th St. Locust Ave | Bronx | NY | 10454 | Bronx | 40.799 | -73.9094 | NPCC | NYIS | New York Independent System Operator |  | 22 | RE | 1 | Electric Utility |  | N |  | N |  | N |  | N | X |  | Consolidated Edison Co-NY Inc | 4226 | NY | 138 |  |  | Con Edison
15296 | New York Power Authority | 7914 | Harlem River Yard | 680-780E 132nd St | Bronx | NY | 10454 | Bronx | 40.7991 | -73.9156 | NPCC | NYIS | New York Independent System Operator |  | 22 | RE | 1 | Electric Utility |  | N |  | N |  | N |  | N | X |  | Consolidated Edison Co-NY Inc | 4226 | NY | 138 |  |  | Con Edison
15296 | New York Power Authority | 7915 | North 1st | North 1st & Grand 47-79 River | Brooklyn | NY | 11211 | Kings | 40.7171 | -73.9664 | NPCC | NYIS | New York Independent System Operator |  | 22 | RE | 1 | Electric Utility |  | N |  | N |  | N |  | N | X |  | Consolidated Edison Co-NY Inc | 4226 | NY | 138 |  |  | National Grid
13994 | Oglethorpe Power Corporation | 7916 | Talbot County Energy | 9125 Cartledge Rd | Box Springs | GA | 31801 | Talbot | 32.5892 | -84.6917 | SERC | SOCO | Southern Company Services, Inc. - Trans | Municipality and Wells | 22 | RE | 1 | Electric Utility |  | N |  | N |  | N |  |  | X |  | Georgia Transmission Corp | 7197 | GA | 230 |  |  | SONAT
13994 | Oglethorpe Power Corporation | 7917 | Chattahoochee Energy Facility | 3461 Hollingswarth Ferry Rd | Franklin | GA | 30217 | Heard | 33.4072 | -85.0386 | SERC | SOCO | Southern Company Services, Inc. - Trans | Chattahoochee River | 22 | RE | 1 | Electric Utility |  | N |  | N |  | N |  |  | X |  | Georgia Transmission Corp | 7197 | GA | 230 |  |  | TRANSCO
40577 | American Mun Power-Ohio, Inc | 7918 | Galion | 1232 Freeseworks Place East | Galion | OH | 44833 | Crawford | 40.7303 | -82.7939 | RFC | PJM | PJM Interconnection, LLC |  | 22 | RE | 1 | Electric Utility |  | N |  | N |  | N |  | N | X |  | City of Galion | 6914 | OH | 12.47
40577 | American Mun Power-Ohio, Inc | 7919 | Seville | 8864 Ryan Rd. | Seville | OH | 44273 | Medina | 41.0317 | -81.8714 | RFC | PJM | PJM Interconnection, LLC |  | 22 | RE | 1 | Electric Utility |  | N |  | N |  | N |  | N | X |  | Seville Board of Public Affairs | 16951 | OH | 12.47
19062 | City of Traer - (IA) | 7920 | Traer South | Hwy 63 South | Traer | IA | 50675 | Tama | 42.1925 | -92.4747 | MRO | MISO | Midcontinent Independent Transmission System Operator, Inc.. | Municipality | 22 | RE | 1 | Electric Utility |  | N |  | N |  | N |  |  | X |  | City of Traer - (IA) | 19062 | IA | 12.5
11611 | City of Maquoketa - (IA) | 7921 | Maquoketa 2 | 105 Generac Drive | Maquoketa | IA | 52060 | JACKSON | 42.07 | -90.66 | MRO | MISO | Midcontinent Independent Transmission System Operator, Inc.. | Municipality | 22 | RE | 1 | Electric Utility |  | N |  | N |  | N |  | N | X |  | City of Maquoketa - (IA) | 11611 | IA | 34.5
2287 | City of Brooklyn - (IA) | 7922 | Brooklyn City North Plant | 1250 Center St. | Brooklyn | IA | 52211 | POWESHIEK | 41.7394 | -92.4394 | MRO | MISO | Midcontinent Independent Transmission System Operator, Inc.. | Municipality | 22 | RE | 1 | Electric Utility |  | N |  | N |  | Y | Pending | N | X |  | Central Iowa Power Cooperative | 3258 |  | 34.5
241 | Albertville Municipal Utilities Board | 7924 | Albertville | 511 Water Plant Rd. | Albertville | AL | 35951 | Marshall | 34.3634 | -86.2239 | SERC | TVA | Tennessee Valley Authority |  | 22 | RE | 1 | Electric Utility |  | N |  | N |  | N |  |  | X |  | Tennessee Valley Authority | 18642 | AL | 161
7570 | Great River Energy | 7925 | Lakefield Junction | 2159 20th Avenue | Trimont | MN | 56176 | Martin | 43.7984 | -94.8415 | MRO | MISO | Midcontinent Independent Transmission System Operator, Inc.. |  | 22 | RE | 1 | Electric Utility |  | N |  | N |  | N |  |  | X |  | Northern States Power Co - Minnesota | 13781 | MN | 345 |  |  | Northern Border Pipeline
18204 | City of Strawberry Point | 7926 | South Strawberry | 113 Lincoln Street | Strawberry Point | IA | 52076 | CLAYTON | 42.7114 | -91.5469 | MRO | MISO | Midcontinent Independent Transmission System Operator, Inc.. | Municipality | 22 | RE | 1 | Electric Utility |  | N |  | N |  | N |  | N | X |  | City of Strawberry Point | 18204 | IA | 13.8
18642 | Tennessee Valley Authority | 7927 | Buffalo Mountain | 1980 Windrock Rd | Oliver Springs | TN | 37840 | Anderson | 36.121 | -84.3387 | SERC | TVA | Tennessee Valley Authority |  | 22 | RE | 1 | Electric Utility |  | N |  | N |  | N |  |  | X |  | Tennessee Valley Authority | 18642 | TN | 69
10000 | Kansas City Power & Light Co | 7928 | Osawatomie | 32808 Lone Star Road | Miami | KS | 66071 | Miami | 38.5322 | -94.9026 | SPP | SWPP | Southwest Power Pool | Municipality | 22 | RE | 1 | Electric Utility |  | N |  | N |  | N |  |  | X |  | Kansas City Power & Light Co | 10000 | KS | 161 |  |  | Panhandle
10000 | Kansas City Power & Light Co | 7929 | West Gardner | 18827 Dillie Road | Johnson | KS | 66021 | Johnson | 38.7875 | -94.9861 | SPP | SWPP | Southwest Power Pool |  | 22 | RE | 1 | Electric Utility |  | N |  | N |  | N |  |  | X |  | Kansas City Power & Light Co | 10000 | KS | 161 |  |  | Panhandle
16440 | City of Russell - (KS) | 7930 | Russell Energy Center | 1250 E 15th | Russell | KS | 67665 | Russell | 38.8997 | -98.8394 | SPP | SWPP | Southwest Power Pool | Municipality | 22 | RE | 1 | Electric Utility |  | N |  | N |  | N |  |  | X |  | Sunflower Electric Power Corp | 18315 |  | 34.5 |  |  | Kansas Gas Service
20169 | Avista Corp | 7931 | Coyote Springs II | 200 Ullman Blvd | Boardman | OR | 97818 | Morrow | 45.848 | -119.674 | WECC | BPAT | Bonneville Power Administration | Municipality | 22 | RE | 1 | Electric Utility |  | N |  | N |  | N |  | N | X |  | Avista Corp | 20169 | WA | 500 |  |  | Gas Transmission North West - GTN
20910 | Wolverine Power Supply Coop | 7932 | Gaylord - Wolverine | 2700 Milbocker Road | Gaylord | MI | 49735 | Otsego | 45.0046 | -84.7218 | RFC | MISO | Midcontinent Independent Transmission System Operator, Inc.. | Well | 22 | RE | 1 | Electric Utility |  | N |  | N |  | N |  |  | X |  | Wolverine Power Supply Coop | 20910 |  | 69 |  |  | DTE Gas Company
16198 | City of Rock Falls - (IL) | 7934 | Industrial Park | 1109 Industrial Park Rd | Rock Falls | IL | 61071 | Whiteside | 41.7682 | -89.6744 | RFC | MISO | Midcontinent Independent Transmission System Operator, Inc.. |  | 22 | RE | 1 | Electric Utility |  | N |  | N |  | N |  | N | X |  | City of Rock Falls - (IL) | 16198 | IL | 34.5
19150 | Trenton Municipal Utilities - (MO) | 7935 | Trenton South | 1st & Johnson | Trenton | MO | 64683 | GRUNDY | 40.0672 | -93.6044 | SERC | SWPP | Southwest Power Pool |  | 22 | RE | 1 | Electric Utility |  | N |  | N |  | N |  |  | X |  | Trenton Municipal Utilities - (MO) | 19150 | MO | 13.2
20160 | Energy Northwest | 7936 | Nine Canyon | 92308 S. Nine Canyon Road | Kennewick | WA | 99336 | Benton | 46.0958 | -119.0964 | WECC | BPAT | Bonneville Power Administration |  | 22 | RE | 1 | Electric Utility |  | N |  | N |  | N |  | N | X |  | PUD No 1 of Benton County | 1579 | WA | 115
15466 | Public Service Co of Colorado | 7937 | Ponnequin | South of Wy Border;East of I25 | Salida | CO | 81201 | Weld | 40.9905 | -104.8167 | WECC | WACM | Western Area Power Administration - Rocky Mountain Region |  | 22 | RE | 1 | Electric Utility |  | N |  | N |  | N |  | N | X |  | Cheyenne Light Fuel & Power Co | 3461 | WY | 115
40229 | Old Dominion Electric Coop | 7940 | Ponton Diesel Generating Facility | Virginia State Road 614 | Amelia | VA | 23002 | Amelia | 37.2953 | -77.9862 | SERC | PJM | PJM Interconnection, LLC | n/a | 22 | RE | 1 | Electric Utility |  | N |  | N |  | N |  | N | X |  | Southside Electric Coop, Inc | 21244 | VA | 12.47
40229 | Old Dominion Electric Coop | 7941 | Nottoway Diesel Generating Facility | 23636 Meherrin Road | Courtland | VA | 23837 | Southampton | 36.6972 | -77.105 | SERC | PJM | PJM Interconnection, LLC | n/a | 22 | RE | 1 | Electric Utility |  | N |  | N |  | N |  | N | X |  | Community Electric Coop | 4117 | VA | 34.5
12397 | Metropolitan Water District of S CA | 7942 | Diamond Valley Lake | 33552 Newport Road | Winchester | CA | 92596 | Riverside | 33.6808 | -117.0698 | WECC | CISO | California Independent System Operator | River | 22 | RE | 1 | Electric Utility |  | N |  | N |  | N |  | N | X |  | Southern California Edison Co | 17609 | CA | 115
13100 | Municipal Electric Authority | 7946 | Wansley Unit 9 | 3461 Hollingsworth Ferry Rd | Franklin | GA | 30217 | Heard | 33.4083 | -85.0403 | SERC | SOCO | Southern Company Services, Inc. - Trans | Chattahoochee River | 22 | RE | 1 | Electric Utility |  | N |  | N |  | N |  | N | X |  | Georgia Transmission Corp | 7197 | GA | 230 |  |  | Williams TRANSCO
14232 | Otter Tail Power Co | 7947 | Solway CT | 7707 Centerline Road NW | Solway | MN | 56678 | Beltrami | 47.5446 | -95.1297 | MRO | MISO | Midcontinent Independent Transmission System Operator, Inc.. | Wells | 22 | RE | 1 | Electric Utility |  | N |  | N |  | N |  | N | X |  | Otter Tail Power Co | 14232 | MN | 115 |  |  | Great Lakes Gas Transmission
9267 | Hoosier Energy R E C, Inc | 7948 | Lawrence County Station | 1000 S. Old Palestine Road | Mitchell | IN | 47446 | Lawrence | 38.8003 | -86.4511 | RFC | MISO | Midcontinent Independent Transmission System Operator, Inc.. | Wells | 22 | RE | 1 | Electric Utility |  | N |  | N |  | N |  | N | X |  | Hoosier Energy R E C, Inc | 9267 |  | 161 |  |  | ANR
18642 | Tennessee Valley Authority | 7950 | Franklin (TN) | n/a (Indefinitely Postponed) | Estill Springs | TN | 37330 | Franklin | 35.2706 | -86.1394 | SERC | TVA | Tennessee Valley Authority | Woods Reservoir | 22 | RE | 1 | Electric Utility |  | N |  | N |  | N |  |  | X |  | Tennessee Valley Authority | 18642 | TN
9191 | Idaho Power Co | 7953 | Evander Andrews Power Complex | 1862 NW Mashburn Road | Mountain Home | ID | 83647 | Elmore | 43.1792 | -115.7343 | WECC | IPCO | Idaho Power Company |  | 22 | RE | 1 | Electric Utility |  | N |  | N |  | N |  | N | X |  | Idaho Power Co | 9191 | ID | 138 | 230 |  | Williams Northwest Pipeline
56152 | New Smyrna Beach Utilities Commission | 7954 | Field Street | 1000 Field Street | New Smyrna Beach | FL | 32168 | Volusia | 29.0213 | -80.9949 | FRCC | NSB | New Smyrna Beach, Utilities Commission of | Municipality | 22 | RE | 1 | Electric Utility |  | N |  | N |  | N |  |  | X |  | New Smyrna Beach City of | 13485 | FL | 23
14127 | Omaha Public Power District | 7955 | Elk City Station | 13770 N 216th Street | Bennington | NE | 68007 | Douglas | 41.3839 | -96.2544 | MRO | SWPP | Southwest Power Pool |  | 22 | RE | 1 | Electric Utility |  | N |  | N |  | N |  |  | X |  | Omaha Public Power District | 14127 | NE | 13.8
13809 | NorthWestern Energy - (SD) | 7956 | Future CT | 10th Street SE | Huron | SD | 57350 | Hyde | 44.5225 | -99.4411 | MRO | MISO | Midcontinent Independent Transmission System Operator, Inc.. |  | 22 | RE | 1 | Electric Utility |  | N |  | N |  | N |  |  | X |  | NorthWestern Energy | 13809 | SD
59159 | Central Electric Power | 7957 | Sediver | 7801 Park Place Road | York | SC | 29745 | York | 34.9653 | -81.1872 | SERC | DUK | Duke Energy Carolinas | not applicable | 22 | RE | 1 | Electric Utility |  | N |  | N |  | N |  | N | X |  | York Electric Coop Inc | 21002 | SC | 12.47
17543 | South Carolina Public Service Authority | 7958 | Horry Land Fill Gas Site | 1880 Hwy 90 | Conway | SC | 29526 | Horry | 33.8125 | -78.9672 | SERC | SC | South Carolina Public Service Authority |  | 22 | RE | 1 | Electric Utility |  | N |  | N |  | N |  | N | X |  | Horry Electric Coop Inc | 8786 | SC | 12.47
18642 | Tennessee Valley Authority | 7960 | Kemper County | 221 Mark Cobb Rd. | De Kalb | MS | 39328 | Kemper | 32.7976 | -88.606 | SERC | TVA | Tennessee Valley Authority | Wells | 22 | RE | 1 | Electric Utility |  | N |  | N |  | N |  |  | X |  | Tennessee Valley Authority | 18642 | MS | 161 |  |  | Tennessee Gas Pipeline
5084 | Delaware Municipal Electric Corp | 7962 | Warren F Sam Beasley Generation Station | 217 Artisan Drive | Smyrna | DE | 19977 | Kent | 39.2792 | -75.6239 | RFC | PJM | PJM Interconnection, LLC | Smyrna Municipal Water | 22 | RE | 1 | Electric Utility |  | N |  | N |  | N |  | N | X |  | Delmarva Power | 5027 | DE | 138 |  |  | Esternshore Natural gas
6909 | Gainesville Regional Utilities | 7963 | South West Landfill | 19401 SW Archer Road | Archer | FL | 32618 | Alachua | 29.5131 | -82.5481 | FRCC | FPC | Progress Energy Florida |  | 22 | RE | 1 | Electric Utility |  | N |  | N |  | N |  | N | X |  |  | 6455 | FL | 12.47
19436 | Union Electric Co - (MO) | 7964 | Peno Creek | 16303 Pike 43 | Bowling Green | MO | 63334 | Pike | 39.3531 | -91.2295 | SERC | MISO | Midcontinent Independent Transmission System Operator, Inc.. |  | 22 | RE | 1 | Electric Utility |  | N |  | N |  | N |  |  | X |  | Union Electric Co - (MO) | 19436 | MO | 161 |  |  | Panhandle Eastern Pipeline (PEPL)
11018 | Lincoln Electric System | 7965 | Salt Valley Wind Plant | 9700 N 70th Street | Lincoln | NE | 68517 | LANCASTER | 40.9044 | -96.6231 | MRO | SWPP | Southwest Power Pool |  | 22 | RE | 1 | Electric Utility |  | N |  | N |  | N |  | N | X |  | Lincoln Electric System | 11018 | NE | 12.5
309 | City of Algona - (IA) | 7966 | Iowa Distributed Wind Generation Project | 1604 190th Street | Algona | IA | 50511 | Kossuth | 43.0347 | -94.1406 | MRO | MISO | Midcontinent Independent Transmission System Operator, Inc.. |  | 22 | RE | 1 | Electric Utility |  | N |  | N |  | N |  |  | X |  | City of Algona - (IA) | 309 | IA | 13.8
15473 | Public Service Co of NM | 7967 | Lordsburg Generating | 2 Power Plant Road | Lordsburg | NM | 88045 | Hidalgo | 32.3505 | -108.698 | WECC | PNM | Public Service Company of New Mexico | Wells | 22 | RE | 1 | Electric Utility |  | N |  | N |  | N |  | N | X |  | Public Service Co of NM | 15473 | NM | 115 |  |  | El Paso Natural Gas
13100 | Municipal Electric Authority | 7968 | W R Clayton Plant |  |  | GA | 30655 | Walton | 33.8194 | -83.6944 | SERC |  |  | Municipality | 22 | RE | 1 | Electric Utility |  | N |  | N |  | N |  | N | X
12807 | Michigan South Central Pwr Agy | 7970 | State St Generating | S E CornerofE State&N Michigan | Coldwater | MI | 49036 | BRANCH | 41.9557 | -84.9796 | RFC | MISO | Midcontinent Independent Transmission System Operator, Inc.. |  | 22 | RE | 1 | Electric Utility |  | N |  | N |  | N |  | N | X |  | Coldwater Board of Public Util | 3915 | MI | 13.8
14645 | City of Pella - (IA) | 7971 | Pella Peaking | 1875 Washington | Pella | IA | 50219 | Marion | 41.4106 | -92.9378 | MRO | MISO | Midcontinent Independent Transmission System Operator, Inc.. | Municipality | 22 | RE | 1 | Electric Utility |  | N |  | N |  | N |  |  | X |  | City of Pella - (IA) | 14645 | IA | 69 | 12.47
20910 | Wolverine Power Supply Coop | 7972 | Sumpter | 8509 Rawsonville Road | Belleville | MI | 48111 | Wayne | 42.167 | -83.5318 | RFC | MISO | Midcontinent Independent Transmission System Operator, Inc.. |  | 22 | RE | 1 | Electric Utility |  | N |  | N |  | N |  |  | X |  | ITC Transmission | 56068 | MI | 120 |  |  | DTE Gas Company
9961 | Kansas Electric Power Coop Inc | 7973 | Sharpe | 1709 Oxen Lane NE | Waverly | KS | 66871 | Coffey | 38.275 | -95.6839 | SPP | SWPP | Southwest Power Pool |  | 22 | RE | 1 | Electric Utility |  | N |  | N |  | N |  | N | X |  | Lyon-Coffey Electric Coop, Inc | 11334 | KS | 69
1307 | Basin Electric Power Coop | 7974 | Chamberlain Wind Project | Hwy 50 | Chamberlain | SD | 57325 | Brule | 43.8485 | -99.2476 | MRO | SWPP | Southwest Power Pool |  | 22 | RE | 1 | Electric Utility |  | N |  | N |  | N |  | N | X |  | East River Elec Pwr Coop, Inc | 5552 |  | 69
30151 | Tri-State G & T Assn, Inc | 7975 | Pyramid | 53 Ramos Farms Road | Lordsburg | NM | 88045 | Hidalgo | 32.2363 | -108.5494 | WECC | PNM | Public Service Company of New Mexico | Wells | 22 | RE | 1 | Electric Utility |  | N |  | N |  | N |  | N | X |  | Public Service Co of NM | 15473 | NM | 115 |  |  | El Paso Natural Gas (EPNG)
13095 | City of Mulvane - (KS) | 7976 | Mulvane 2 | 9910 E 111 th ST South | Mulvane | KS | 67110 | Sedgwick | 37.4908 | -97.2216 | SPP | SWPP | Southwest Power Pool | Municipality | 22 | RE | 1 | Electric Utility |  | N |  | N |  | N |  |  | X |  | City of Mulvane - (KS) | 13095 | KS | 69
7494 | City of Granite Falls - (MN) | 7977 | Granite Falls 2 | 1330 13th Street | Granite Falls | MN | 56241 | YELLOW MEDICINE | 44.8047 | -95.557 | MRO | MISO | Midcontinent Independent Transmission System Operator, Inc.. | Municipality | 22 | RE | 1 | Electric Utility |  | N |  | N |  | N |  | N | X |  | City of Granite Falls - (MN) | 7494 | MN | 69
5416 | Duke Energy Carolinas, LLC | 7981 | Mill Creek (SC) | 317 Elm Road | Blacksburg | SC | 29702 | Cherokee | 35.1597 | -81.4306 | SERC | DUK | Duke Energy Carolinas | Mill Creek | 22 | RE | 1 | Electric Utility |  | N |  | N |  | N |  | N | X |  | Duke Energy Carolinas, LLC | 5416 | SC | 230 |  |  | Piedmont Natural Gas
15793 | Redwood Falls Public Util Comm | 7982 | South Generation | 500 East Tin Street | Redwood Falls | MN | 56283 | Redwood | 44.5331 | -95.1122 | MRO | MISO | Midcontinent Independent Transmission System Operator, Inc.. | Municipality | 22 | RE | 1 | Electric Utility |  | N |  | N |  | N |  |  | X |  | Redwood Falls Public Util Comm | 15793 | MN | 13.8
40582 | Michigan Public Power Agency | 7984 | Kalkaska CT #1 | 1750 Prough Road SW | Kalkaska | MI | 49646 | Kalkaska | 44.6889 | -85.2019 | RFC | MISO | Midcontinent Independent Transmission System Operator, Inc.. |  | 22 | RE | 1 | Electric Utility |  | N |  | N |  | N |  | N | X |  | Wolverine Power Supply Coop | 20910 |  | 69 |  |  | ANR Line 439
12341 | MidAmerican Energy Co | 7985 | Greater Des Moines | 4401A Carlisle Rd. | Pleasant Hill | IA | 50317 | Polk | 41.5563 | -93.5283 | MRO | MISO | Midcontinent Independent Transmission System Operator, Inc.. | Municipality | 22 | RE | 1 | Electric Utility |  | N |  | N |  | N |  |  | X |  | MidAmerican Energy Co | 12341 | IA | 345 |  |  | Northern Natural Gas
2507 | City of Burbank Water and Power | 7987 | Lake One | 164 W. Magnolia | Burbank | CA | 91502 | Los Angeles | 34.1772 | -118.3147 | WECC | LDWP | Los Angeles Department of Water and Power | Municipality | 22 | RE | 1 | Electric Utility |  | N |  | N |  | N |  |  | X |  | City of Burbank Water and Power | 2507 | CA | 69 |  |  | Southern California Gas
17568 | South Mississippi El Pwr Assn | 7988 | Silver Creek | 217 Moses Lane | Prentiss | MS | 39474 | Jefferson Davis | 31.6004 | -89.9468 | SERC | MISO | Midcontinent Independent Transmission System Operator, Inc.. | Wells | 22 | RE | 1 | Electric Utility |  | N |  | N |  | N |  |  | X |  | Entergy Mississippi Inc | 12685 | MS | 115 |  |  | Southcross
17568 | South Mississippi El Pwr Assn | 7989 | Sylvarena | 3012 Smith County Road 97 | Raleigh | MS | 39153 | Smith | 31.9821 | -89.4127 | SERC | MISO | Midcontinent Independent Transmission System Operator, Inc.. | Wells | 22 | RE | 1 | Electric Utility |  | N |  | N |  | N |  |  | X |  | Entergy Mississippi Inc | 12685 | MS | 115 |  |  | Southcross
406 | City of Altamont - (IL) | 7990 | Altamont | 10590 North 205th Street | Alamont | IL | 62411 | Effingham | 39.0687 | -88.7555 | SERC | MISO | Midcontinent Independent Transmission System Operator, Inc.. | Municipal Water System | 22 | RE | 1 | Electric Utility |  | N |  | N |  | N |  | N | X |  | City of Altamont - (IL) | 406 | IL | 69
11479 | Madison Gas & Electric Co | 7991 | West Campus Cogeneration Facility | 515 Walnut Street | Madison | WI | 53701 | Dane | 43.0751 | -89.4251 | MRO | MISO | Midcontinent Independent Transmission System Operator, Inc.. | Lake Mendota | 22 | RE | 1 | Electric Utility |  | N |  | N |  | N |  | N | X |  | American Transmission Co | 659 |  | 69 |  |  | Madison Gas & Electric Co
14624 | PUD No 2 of Grant County | 7994 | Randolph Road | Randolph Road Sub | Moses Lake | WA | 98837 | Grant | 47.1833 | -119.3 | WECC | GCPD | Public Utility District No. 2 of Grant County, Washington |  | 22 | RE | 1 | Electric Utility |  | N |  | N |  | N |  |  | X |  | PUD No 2 of Grant County | 14624 | WA
56146 | Black Hills/Colorado Elec.Util | 7995 | Airport Industrial | 475 William White Blvd. | Pueblo | CO | 81001 | Pueblo | 38.2844 | -104.5308 | WECC | PSCO | Public Service Company of Colorado |  | 22 | RE | 1 | Electric Utility |  | N |  | N |  | N |  | N | X |  | Black Hills/Colorado Elec.Util | 56146 | CO | 115
10623 | City of Lakeland - (FL) | 7997 | Winston | 1200 Airport Rd | Lakeland | FL | 33811 | Polk | 28.0274 | -82.0164 | FRCC | FMPP | Florida Municipal Power Pool | Air Cooled | 22 | RE | 1 | Electric Utility |  | N |  | N |  | N |  | N | X |  | City of Lakeland - (FL) | 10623 | FL | 12.47
16572 | Salt River Project | 7998 | Tri Cities | P.O. Box 52025 PAB 221 | Phoenix | AZ | 85072 | Maricopa | 33.4833 | -111.8172 | WECC | SRP | Salt River Project |  | 22 | RE | 1 | Electric Utility |  | N |  | N |  | N |  | N | X |  | Salt River Project | 16572 | AZ | 12
49893 | Invenergy Services LLC | 7999 | Grays Harbor Energy Facility | 401 Keys Road | Elma | WA | 98541 | Grays Harbor | 46.9692 | -123.48 | WECC | BPAT | Bonneville Power Administration | Ranney Wells | 22 | NR | 2 | IPP Non-CHP |  | N |  | N |  | N |  | N | X |  | Bonneville Power Administration | 1738 | WA | 230 |  |  | Northwest pipeline
13337 | Nebraska Public Power District | 8000 | Beatrice | 20261 SW 61st Rd | Beatrice | NE | 68310 | Gage | 40.3302 | -96.8082 | MRO | SWPP | Southwest Power Pool | Wells | 22 | RE | 1 | Electric Utility |  | N |  | N |  | N |  |  | X |  | Nebraska Public Power District | 13337 | NE | 115 |  |  | Northern Natural Gas Company Tall Grass Interstate Gas Transmission LLC
15472 | Public Service Co of NH | 8002 | Newington | Gosling Rd. | Newington | NH | 3801 | Rockingham | 43.1 | -70.7908 | NPCC | ISNE | ISO New England Inc. | Piscataqua River | 22 | RE | 1 | Electric Utility |  | N |  | N |  | N |  | N | X |  | Public Service Co of NH | 15472 | NH | 345 |  |  | Maritimes and Northeast
54765 | Bear Swamp Power Company LLC | 8004 | Fife Brook | River Road | Florida | MA | 1247 | Berkshire | 42.6857 | -72.9776 | NPCC | ISNE | ISO New England Inc. | Deerfield River | 22 | NR | 2 | IPP Non-CHP |  | N |  | N |  | Y | 98-91-000 |  | X |  | Public Service Co of NH | 15472 | NH | 115
54765 | Bear Swamp Power Company LLC | 8005 | Bear Swamp | River Road | Florida | MA | 1247 | Berkshire | 42.6839 | -72.9599 | NPCC | ISNE | ISO New England Inc. | Deerfield River | 22 | NR | 2 | IPP Non-CHP |  | N |  | N |  | Y | 98-91-000 |  | X |  | Public Service Co of NH | 15472 | NH | 115
5511 | CCI Roseton LLC | 8006 | Roseton Generating Facility | 992 River Road | Newsburgh | NY | 12550 | Orange | 41.5738 | -73.9663 | NPCC | NYIS | New York Independent System Operator | Hudson River | 22 | NR | 2 | IPP Non-CHP |  | N |  | N |  | N |  | N | X |  | Central Hudson Gas & Elec Corp | 3249 | NY | 345 |  |  | MPR line owed by Central Hudson Gas & Elect
56505 | National Grid Generation LLC | 8007 | Holtsville | 180A Morris Ave | Holtsville | NY | 11742 | Suffolk | 40.817 | -73.0663 | NPCC | NYIS | New York Independent System Operator |  | 22 | RE | 1 | Electric Utility |  | N |  | N |  | N |  |  | X |  | Long Island Power Authority | 11171 | NY | 69 | 138
56606 | Calpine New Jersey Generation LLC | 8008 | Mickleton Station | Harmony Road | Mickleton | NJ | 8056 | Gloucester | 39.8119 | -75.249 | RFC | PJM | PJM Interconnection, LLC |  | 22 | NR | 2 | IPP Non-CHP |  | N |  | N |  | Y | 03-85 | N | X |  | Atlantic City Electric Co | 963 | NJ | 69 |  |  | South Jersey Gas
13511 | New York State Elec & Gas Corp | 8009 | Auburn State Street | State Street | Auburn | NY | 13021 | Cayuga | 42.9278 | -76.5921 | NPCC | NYIS | New York Independent System Operator |  | 22 | RE | 1 | Electric Utility |  | N |  | N |  | N |  |  | X |  | New York State Elec & Gas Corp | 13511 | NY | 12 |  |  | NYSEG Gas Distribution System
13137 | City of Murray - (UT) | 8010 | Murray Turbine | 153 W 4800 So | Murray | UT | 84107 | Salt Lake | 40.67 | -111.89 | WECC | PACE | PacifiCorp - East | Municipality | 22 | RE | 1 | Electric Utility |  | N |  | N |  | N |  | N | X |  | City of Murray - (UT) | 13137 | UT | 138 |  |  | Questar Gas Pipeline
55951 | Exelon Nuclear | 8011 | Three Mile Island | PO Box 480 | Middletown | PA | 17057 | Dauphin | 40.1515 | -76.7232 | RFC | PJM | PJM Interconnection, LLC | Susquehanna River | 22 | NR | 2 | IPP Non-CHP |  | N |  | N |  | N |  | N | X |  | Metropolitan Edison Co | 12390 | PA | 230
6035 | Exelon Power | 8012 | Croydon CT Generating Station | 955 River Rd. | Bristol Twp. | PA | 19020 | Bucks | 40.08 | -74.8917 | RFC | PJM | PJM Interconnection, LLC |  | 22 | NR | 2 | IPP Non-CHP |  | N |  | N |  | N |  | N | X |  | PECO Energy Co | 14940 | PA | 230
13697 | North Central Power Co Inc | 8013 | Winter | 5882 State Road 70 | Winter | WI | 54896 | Sawyer | 45.8367 | -90.9735 | MRO | MISO | Midcontinent Independent Transmission System Operator, Inc.. | Well | 22 | RE | 1 | Electric Utility |  | N |  | N |  | N |  |  | X |  | North Central Power Co Inc | 13697 | WI | 23
11731 | City of Marshall - (MN) | 8014 | Co Rd 33 | NA | Marshall | MN | 56258 | Lyon | 44.4814 | -95.7558 | MRO |  |  |  | 22 | RE | 1 | Electric Utility |  | N |  | N |  | N |  |  | X
14446 | Paragould Light & Water Comm | 8015 | Paragould Reciprocating | 1901 Jones Road | Paragould | AR | 72450 | Greene | 36.0242 | -90.5094 | SPP | SPA | Southwestern Power Administration |  | 22 | RE | 1 | Electric Utility |  | N |  | N |  | N |  | N | X |  | Paragould Light & Water Comm | 14446 | AR | 13.2 |  |  | CenterPoint Energy Services, Inc.
17828 | City of Springfield - (IL) | 8016 | Factory | 1900 Factory Street | Springfield | IL | 62702 | Sangamon | 39.8259 | -89.6373 | SERC | MISO | Midcontinent Independent Transmission System Operator, Inc.. |  | 22 | RE | 1 | Electric Utility |  | N |  | N |  | N |  | N | X |  | City of Springfield - (IL) | 17828 | IL | 69
6924 | City of Gallatin - (MO) | 8017 | Gallatin #2 | 13 Hwy | Gallatin | MO | 64640 | Daviess | 39.9283 | -93.9378 | SPP | SWPP | Southwest Power Pool |  | 22 | RE | 1 | Electric Utility |  | N |  | N |  | N |  |  | X
19578 | Upper Peninsula Power Company | 8019 | Portage | 16626 Academy Rd | South Range | MI | 49963 | Houghton | 47.0808 | -88.6472 | MRO | MISO | Midcontinent Independent Transmission System Operator, Inc.. |  | 22 | RE | 1 | Electric Utility |  | N |  | N |  | N |  | N | X |  | Upper Peninsula Power Co | 19578 | MI | 69
1148 | City of Baldwin City- (KS) | 8020 | Baldwin City Plant No 2 | 1101 Orange Street | Baldwin City | KS | 66006 | Douglas | 38.7649 | -95.192 | SPP | SWPP | Southwest Power Pool | Municipality | 22 | RE | 1 | Electric Utility |  | N |  | N |  | N |  | N | X |  | Kansas City Power & Light Co | 10000 | KS | 34.5 |  |  | Kansas Gas Service/Southern Star
3413 | PUD No 1 of Chelan County | 8021 | Diesel Generator Farm | NA | Wenatchee | WA | 98801 | Chelan | 47.4247 | -120.3275 | WECC |  |  |  | 22 | RE | 1 | Electric Utility |  | N |  | N |  | N |  | N | X
20169 | Avista Corp | 8022 | Boulder Park | N. 4424 Barker Road | Spokane | WA | 99027 | Spokane | 47.6972 | -117.1472 | WECC | AVA | Avista Corporation |  | 22 | RE | 1 | Electric Utility |  | N |  | N |  | N |  | N | X |  | Avista Corp | 20169 | WA | 115 |  |  | Gas Transmission North West
20856 | Wisconsin Power & Light Co | 8023 | Columbia (WI) | W8375 Murray Rd | Pardeville | WI | 53954 | Columbia | 43.4864 | -89.4203 | MRO | MISO | Midcontinent Independent Transmission System Operator, Inc.. | Wisconsin River | 22 | RE | 1 | Electric Utility |  | N |  | N |  | N |  | Y | N | OP | American Transmission Co | 659 | WI | 345
9417 | Interstate Power and Light Co | 8025 | Montgomery | 914 Mill Avenue, NE | Montgomery | MN | 56069 | Le Sueur | 44.4421 | -93.565 | MRO | MISO | Midcontinent Independent Transmission System Operator, Inc.. |  | 22 | RE | 1 | Electric Utility |  | N |  | N |  | N |  |  | X |  | ITC Midwest LLC | 56161 | MI | 69
1307 | Basin Electric Power Coop | 8026 | Hartzog | Hwy 50 | Wright | WY | 82732 | Campbell | 43.8294 | -105.5322 | WECC | WACM | Western Area Power Administration - Rocky Mountain Region |  | 22 | RE | 1 | Electric Utility |  | N |  | N |  | N |  | N | X |  | Powder River Energy Corp | 19156 | WY | 69 |  |  | Meritage Midstream
13781 | Northern States Power Co - Minnesota | 8027 | Blue Lake | 1200 70th St | Shakopee | MN | 55379 | Scott | 44.7855 | -93.4315 | MRO | MISO | Midcontinent Independent Transmission System Operator, Inc.. |  | 22 | RE | 1 | Electric Utility |  | N |  | N |  | N |  | N | X |  | Northern States Power Co - Minnesota | 13781 | MN | 115 |  |  | NSPM LDC
1307 | Basin Electric Power Coop | 8028 | Arvada | Hwy 14 | Arvada | WY | 82831 | Sheridan | 44.69 | -106.1092 | WECC | WACM | Western Area Power Administration - Rocky Mountain Region |  | 22 | RE | 1 | Electric Utility |  | N |  | N |  | N |  | N | X |  | Powder River Energy Corp | 19156 | WY | 69 |  |  | Meritage Midstream
12341 | MidAmerican Energy Co | 8029 | Sycamore (IA) | 6141 NW Beaver Dr. | Johnston | IA | 50323 | Polk | 41.6722 | -93.6769 | MRO | MISO | Midcontinent Independent Transmission System Operator, Inc.. |  | 22 | RE | 1 | Electric Utility |  | N |  | N |  | N |  |  | X |  | MidAmerican Energy Co | 12341 | IA | 69 |  |  | MidAmerican Energy Company
1307 | Basin Electric Power Coop | 8030 | Barber Creek | Interstate 90 | Gillette | WY | 82718 | Campbell | 43.7219 | -105.7689 | WECC | WACM | Western Area Power Administration - Rocky Mountain Region |  | 22 | RE | 1 | Electric Utility |  | N |  | N |  | N |  | N | X |  | Powder River Energy Corp | 19156 | WY | 69 |  |  | Meritage Midstream
9417 | Interstate Power and Light Co | 8031 | Emery Station | 11295 230th St | Clear Lake | IA | 50428 | Cerro Gordo | 43.094 | -93.2922 | MRO | MISO | Midcontinent Independent Transmission System Operator, Inc.. | Municipality/Wells | 22 | RE | 1 | Electric Utility |  | N |  | N |  | N |  | N | X |  | ITC Midwest LLC | 56161 |  | 161 |  |  | Northern Border Pipeline and Northern Natural Gas
13809 | NorthWestern Energy - (SD) | 8034 | Yankton | Hwy 50 | Yankton | SD | 57078 | Yankton | 42.8933 | -97.3533 | MRO | SWPP | Southwest Power Pool | City | 22 | RE | 1 | Electric Utility |  | N |  | N |  | N |  |  | X |  | NorthWestern Energy - (SD) | 13809 | SD | 34.5 |  |  | Northern Natural
13337 | Nebraska Public Power District | 8036 | Cooper Nuclear Station | P.O. Box 98 | Brownville | NE | 68321 | Nemaha | 40.3628 | -95.6408 | MRO | SWPP | Southwest Power Pool | Missouri River | 22 | RE | 1 | Electric Utility |  | N |  | N |  | N |  | N | X |  | Nebraska Public Power District | 13337 | NE | 345 |  |  | No natural gas lines connected to this facility.
18315 | Sunflower Electric Power Corp | 8037 | Clifton | 319 Eagle Rd | Clifton | KS | 66937 | Washington | 39.6125 | -97.2778 | SPP | SWPP | Southwest Power Pool | Wells | 22 | RE | 1 | Electric Utility |  | N |  | N |  | N |  | N | X |  | Sunflower Electric Power Corp | 18315 |  | 115 |  |  | Kansas Gas Service pipeline
5416 | Duke Energy Carolinas, LLC | 8042 | Belews Creek | 3195 Pine Hall Road | Belews Creek | NC | 27052 | Stokes | 36.2811 | -80.0603 | SERC | DUK | Duke Energy Carolinas | Belews Lake | 22 | RE | 1 | Electric Utility |  | N |  | N |  | N |  | Y | N | OP | Duke Energy Carolinas, LLC | 5416 | NC | 230
6455 | Duke Energy Florida, Inc | 8048 | Anclote | 1729 Baillies Bluff Road | Holiday | FL | 34691 | Pasco | 28.1844 | -82.7886 | FRCC | FPC | Progress Energy Florida | Anclote River | 22 | RE | 1 | Electric Utility |  | N |  | N |  | N |  | N | X |  | Duke Energy Florida, Inc | 6455 | FL | 230 |  |  | Florida Gas Transmission
6455 | Duke Energy Florida, Inc | 8049 | Intercession City | 6525 Osceola-Polk Line Road | Intercession City | FL | 33848 | Osceola | 28.2628 | -81.5486 | FRCC | FPC | Progress Energy Florida |  | 22 | RE | 1 | Electric Utility |  | N |  | N |  | N |  | N | X |  | Duke Energy Florida, Inc | 6455 | FL | 230 |  |  | Gulfstream Natural Gas System and KUA Cane Island Lateral
20863 | Wisconsin River Power Company | 8050 | Juneau | N11397 18th Av | Necedah | WI | 54646 | Juneau | 44.0575 | -90.0242 | MRO | MISO | Midcontinent Independent Transmission System Operator, Inc.. |  | 22 | RE | 1 | Electric Utility |  | N |  | N |  | N |  |  | X |  | American Transmission Co | 659 | WI | 69
15296 | New York Power Authority | 8053 | Pouch | 143 Edgewater Street | Staten Island | NY | 10305 | Richmond | 40.6182 | -74.0685 | NPCC | NYIS | New York Independent System Operator |  | 22 | RE | 1 | Electric Utility |  | N |  | N |  | N |  | N | X |  | Consolidated Edison Co-NY Inc | 4226 | NY | 138 |  |  | National Grid
12685 | Entergy Mississippi Inc | 8054 | Gerald Andrus | Hwy. 82 West | Greenville | MS | 38702 | Washington | 33.35 | -91.1167 | SERC | MISO | Midcontinent Independent Transmission System Operator, Inc.. | Lake Ferguson | 22 | RE | 1 | Electric Utility |  | N |  | N |  | N |  | N | X |  | Entergy Mississippi Inc | 12685 | MS | 230 |  |  | Tennessee Gas, Texas Gas
814 | Entergy Arkansas Inc | 8055 | Arkansas Nuclear One | 1448 STATE RD 333 | Russellville | AR | 72801 | Pope | 35.311 | -93.2351 | SERC | MISO | Midcontinent Independent Transmission System Operator, Inc.. | Lake Dardenelle | 22 | RE | 1 | Electric Utility |  | N |  | N |  | N |  | N | X |  | Entergy Arkansas Inc | 814 | AR | 500
11241 | Entergy Louisiana LLC | 8056 | Waterford 1 & 2 | 17705 River Road | Killona | LA | 70057 | St Charles | 29.9989 | -90.4768 | SERC | MISO | Midcontinent Independent Transmission System Operator, Inc.. | Mississippi River | 22 | RE | 1 | Electric Utility |  | N |  | N |  | N |  | N | X |  | Entergy Louisiana LLC | 11241 | LA | 230 |  |  | Enterprise Gas and Texaco
12647 | ALLETE, Inc. | 8057 | Superior Generation Energy Center | 1616 31st Avenue East | Superior | WI | 54880 | Douglas | 46.6919 | -92.0586 | MRO | MISO | Midcontinent Independent Transmission System Operator, Inc.. |  | 22 | RE | 1 | Electric Utility |  | N |  | N |  | N |  |  | X |  | Minnesota Power Inc | 12647 | MN | 115
15474 | Public Service Co of Oklahoma | 8059 | Comanche (OK) | 6601 S.E. 60th St. | Lawton | OK | 73501 | Comanche | 34.5431 | -98.3244 | SPP | SWPP | Southwest Power Pool | City Of Lawton Treat | 22 | RE | 1 | Electric Utility |  | N |  | N |  | N |  | N | X |  | Public Service Co of Oklahoma | 15474 | OK | 138 |  |  | Enable Oklahoma Intrastate Transmission
55983 | Luminant Generation Company LLC | 8063 | DeCordova Steam Electric Station | 4950 Power Plant Court | Granbury | TX | 76048 | Hood | 32.4031 | -97.7006 | TRE | ERCO | Electric Reliability Council of Texas, Inc. | Lake Granbury | 22 | NR | 2 | IPP Non-CHP |  | N |  | N |  | N |  | N | X |  | Oncor Electric Delivery Company LLC | 44372 | TX | 345 | 138 |  | Energy Transfer Fuel, LP.
14354 | PacifiCorp | 8066 | Jim Bridger | 35 Miles East of Rock Springs | Point of Rocks | WY | 82942 | Sweetwater | 41.7378 | -108.7875 | WECC | PACE | PacifiCorp - East | Green River | 22 | RE | 1 | Electric Utility |  | N |  | N |  | N |  | N | X |  | PacifiCorp | 14354 | WY | 345
15466 | Public Service Co of Colorado | 8067 | Fort Lupton | 15002 Weld Cr 16 | Ft Lupton | CO | 80621 | Weld | 40.0922 | -104.796 | WECC | PSCO | Public Service Company of Colorado |  | 22 | RE | 1 | Electric Utility |  | N |  | N |  | N |  | N | X |  | Public Service Co of Colorado | 15466 | CO | 115 |  |  | PSCO
16572 | Salt River Project | 8068 | Santan | 1005 S. Val Vista Drive | Gilbert | AZ | 85296 | Maricopa | 33.3325 | -111.7503 | WECC | SRP | Salt River Project | Eastern Canal (SRP) | 22 | RE | 1 | Electric Utility |  | N |  | N |  | N |  | N | X |  | Salt River Project | 16572 | AZ | 230 | 69 |  | El Paso Kinder Morgan
14354 | PacifiCorp | 8069 | Huntington | Hwy 31, 10 mi W Huntington | Huntington | UT | 84528 | Emery | 39.3792 | -111.0781 | WECC | PACE | PacifiCorp - East | Huntington Creek | 22 | RE | 1 | Electric Utility |  | N |  | N |  | N |  | N | X |  | PacifiCorp | 14354 | UT | 345
15248 | Portland General Electric Co | 8073 | Beaver | 80997 Kallunki Rd | Clatskanie | OR | 97016 | Columbia | 46.1724 | -123.1739 | WECC | PGE | Portland General Electric Company | Columbia River | 22 | RE | 1 | Electric Utility |  | N |  | N |  | N |  | N | X |  | Portland General Electric Co | 15248 | OR | 230 |  |  | Kelso-Beaver Pipeline, PGE Operator Mist Pipeline, Northwest Natural Gas Operator
15908 | NRG California South LP | 8076 | Ellwood | 30 Las Armas Rd. | Goleta | CA | 93117 | Santa Barbara | 34.4314 | -119.9001 | WECC | CISO | California Independent System Operator |  | 22 | NR | 2 | IPP Non-CHP |  | N |  | N |  | Y | 98-24-000 | N | X |  | Southern California Edison Co | 17609 | CA | 66 |  |  | Southern California Gas Co.
8287 | Hawaii Electric Light Co Inc | 8083 | Keahole | 73-4249 Pukiawe Street | Kailua Kona | HI | 96740 | Hawaii | 19.7317 | -156.0283 | HICC |  |  |  | 22 | RE | 1 | Electric Utility |  | N |  | N |  | N |  | N | X |  | Hawaii Electric Light Co Inc | 8287 | HI | 69
17834 | City of Springfield - (CO) | 8100 | Springfield (CO) | 7241 Tipton | Springfield | CO | 81073 | BACA | 37.4028 | -102.6217 | WECC | WACM | Western Area Power Administration - Rocky Mountain Region |  | 22 | RE | 1 | Electric Utility |  | N |  | N |  | N |  | N | X |  | Southeast Colorado Power Assn | 17592 | CO | 69 |  |  | Atmos energy
58620 | AEP Generation Resources Inc | 8102 | General James M Gavin | Ohio Route 7 | Cheshire | OH | 45620 | Gallia | 38.9347 | -82.1158 | RFC | PJM | PJM Interconnection, LLC | Ohio River | 22 | NR | 2 | IPP Non-CHP |  | N |  | N |  | N |  | Y | N | OP | Ohio Power Co | 14006 | OH | 765
7969 | City of Halstad - (MN) | 8105 | Halstad | 405 2nd Avenue West | Halstad | MN | 56548 | Norman | 47.3525 | -96.815 | MRO | MISO | Midcontinent Independent Transmission System Operator, Inc.. | Wells | 22 | RE | 1 | Electric Utility |  | N |  | N |  | N |  | N | X |  | City of Halstad - (MN) | 7969 | MN | 4.16
18947 | City of Tipton - (IA) | 8106 | Tipton | 407 Lynn Street | Tipton | IA | 52772 | Cedar | 41.7717 | -91.1321 | MRO | MISO | Midcontinent Independent Transmission System Operator, Inc.. | Tipton Municipal Water Dept | 22 | RE | 1 | Electric Utility |  | N |  | N |  | N |  |  | X |  | ITC Transmission | 56068 |  | 69 |  |  | City of Tipton
8847 | City of Hopkinton - (IA) | 8108 | Hopkinton | 123 1st Street SE | Hopkinton | IA | 52237 | Delaware | 42.3435 | -91.2471 | MRO | MISO | Midcontinent Independent Transmission System Operator, Inc.. | Municipality | 22 | RE | 1 | Electric Utility |  | N |  | N |  | N |  | N | X |  | City of Hopkinton - (IA) | 8847 | IA | 34.5 | 69
17946 | City of Stanberry - (MO) | 8110 | Stanberry | 113 W. Main St. | Stanberry | MO | 64489 | Gentry | 40.2127 | -94.5424 | SERC | AECI | Associated Electric Cooperative, Inc. |  | 22 | RE | 1 | Electric Utility |  | N |  | N |  | N |  | N | X |  | City of Stanberry - (MO) | 17946 | MO | 69 |  |  | Trans Canada supplies Stanberry, the City own all lines from Trans Canada and in town.
3989 | City of Colorado Springs - (CO) | 8219 | Ray D Nixon | 6598 Ray Nixon Rd | Fountain | CO | 80817 | El Paso | 38.6335 | -104.7058 | WECC | WACM | Western Area Power Administration - Rocky Mountain Region | Wells | 22 | RE | 1 | Electric Utility |  | N |  | N |  | N |  | N | X |  | City of Colorado Springs - (CO) | 3989 | CO | 230 | 115 |  | Colorado Interstate Gas
14232 | Otter Tail Power Co | 8222 | Coyote | 6240 13th Street SW | Beulah | ND | 58523 | Mercer | 47.2214 | -101.8157 | MRO | MISO | Midcontinent Independent Transmission System Operator, Inc.. | Missouri River | 22 | RE | 1 | Electric Utility |  | N |  | N |  | N |  | Y | N | OP | Otter Tail Power Co | 14232 | ND | 345
24211 | Tucson Electric Power Co | 8223 | Springerville | County Road #4162 | Springerville | AZ | 85938 | Apache | 34.3186 | -109.1639 | WECC | TEPC | Tucson Electric Power Company | Wells | 22 | RE | 1 | Electric Utility | X | N |  | N |  | N |  | N | X |  | Tucson Electric Power Co | 24211 | AZ | 345
17166 | Sierra Pacific Power Co | 8224 | North Valmy | I 80 Stonehouse Exit | Valmy | NV | 89438 | Humboldt | 40.8813 | -117.1516 | WECC | NEVP | Nevada Power Company | Wells | 22 | RE | 1 | Electric Utility |  | N |  | N |  | N |  | N | X |  | Sierra Pacific Power Co | 17166 | NV | 345
59524 | Seneca Generation LLC | 8225 | FirstEnergy Seneca | 1211 Kinzua Rd, Rt 59 | Kinzua TWP | PA | 16365 | Warren | 41.8389 | -79.0056 | RFC | PJM | PJM Interconnection, LLC | Kinzua Reservoir | 22 | NR | 2 | IPP Non-CHP |  | N |  | N |  | N |  |  | X |  | Pennsylvania Electric Co | 14711 | PA | 230
14165 | NRG Power Midwest LP | 8226 | Cheswick Power Plant | P. O. Box 65 | Cheswick | PA | 15024 | Allegheny | 40.5383 | -79.7906 | RFC | PJM | PJM Interconnection, LLC | Allegheny River | 22 | NR | 2 | IPP Non-CHP |  | N |  | N |  | Y | 00-115-000 | N | X |  | Duquesne Light Co | 5487 | PA | 138 |  |  | Peoples Gas Company
17235 | NRG REMA LLC | 8227 | Glen Gardner | Rocky Run Road | Glen Gardner | NJ | 8826 | Hunterdon | 40.6815 | -74.9207 | RFC | PJM | PJM Interconnection, LLC |  | 22 | NR | 2 | IPP Non-CHP |  | N |  | N |  | Y | 00-249-000, 01-211-000 | N | X |  | Jersey Central Power & Lt Co | 9726 | NJ | 34.5 |  |  | Elizabethtown Gas
2518 | U S Bureau of Reclamation | 8902 | Hoover Dam (AZ) | n/a | Boulder City | AZ | 86430 | Mohave | 36.0155 | -114.738 | WECC | WALC | Western Area Power Administration - Desert Southwest Region | Lake Mead Colorado River | 22 | RE | 1 | Electric Utility |  | N |  | N |  | N |  |  | X |  | WAPA-- Western Area Power Administration | 27000 | AZ | 230
54863 | U S Power Generating Company LLC | 8906 | Astoria Generating Station | 18-01 20th Avenue | Astoria | NY | 11105 | Queens | 40.7877 | -73.9126 | NPCC | NYIS | New York Independent System Operator | East River | 22 | NR | 2 | IPP Non-CHP |  | N |  | N |  | Y | 99-206-000 | N | X |  | Consolidated Edison Co-NY Inc | 4226 | NY | 138 |  |  | Con Edison
6028 | Entergy Nuclear Indian Point 3 | 8907 | Indian Point 3 | Broadway Bleakley Avenue | Buchanan | NY | 10511 | Westchester | 41.2706 | -73.9526 | NPCC | NYIS | New York Independent System Operator | Hudson River | 22 | NR | 2 | IPP Non-CHP |  | N |  | N |  | Y | 00-2740-001 | N | X |  | Consolidated Edison Co-NY Inc | 4226 | NY | 345
8973 | Town of Hudson - (MA) | 9038 | Cherry Street | 77 Cherry Street | Hudson | MA | 1749 | MIDDLESEX | 42.3886 | -71.56 | NPCC | ISNE | ISO New England Inc. | Wells | 22 | RE | 1 | Electric Utility |  | N |  | N |  | N |  | N | X |  | Town of Hudson - (MA) | 8973 | MA | 4.16 |  |  | EverSource (Formerly Nstar)
20169 | Avista Corp | 9095 | Monroe Street | 311 N. Post Street | Spokane | WA | 99201 | Spokane | 47.6536 | -117.4206 | WECC | AVA | Avista Corporation | Spokane River | 22 | RE | 1 | Electric Utility |  | N |  | N |  | N |  | N | X |  | Avista Corp | 20169 | WA | 13.8
20169 | Avista Corp | 9096 | Upper Falls | 508 N Post Street | Spokane | WA | 99201 | Spokane | 47.6544 | -117.4189 | WECC | AVA | Avista Corporation | Spokane River | 22 | RE | 1 | Electric Utility |  | N |  | N |  | N |  | N | X |  | Avista Corp | 20169 | WA | 13.8
11479 | Madison Gas & Electric Co | 9674 | Nine Springs | 7300 Southtowne Drive | Madison | WI | 53713 | Dane | 43.0386 | -89.3586 | MRO | MISO | Midcontinent Independent Transmission System Operator, Inc.. |  | 22 | RE | 1 | Electric Utility |  | N |  | N |  | N |  | N | X |  | Madison Gas & Electric Co | 11479 | WI | 13.8 |  |  | Madison Gas & Electric Co
16868 | City of Seattle - (WA) | 9842 | Newhalem | 500 Newhalem Street | Rockport | WA | 98283 | Whatcom | 48.6759 | -121.2408 | WECC | SCL | Seattle City Light | Newhalem Creek | 22 | RE | 1 | Electric Utility |  | N |  | N |  | N |  | N | X |  | City of Seattle - (WA) | 16868 | WA | 7.2
8776 | City of Holyoke Gas and Electric Dept. | 9864 | Cabot Holyoke | 102 Cabot Street | Holyoke | MA | 1040 | Hampden | 42.2 | -72.61 | NPCC | ISNE | ISO New England Inc. | Connecticut River | 22 | RE | 1 | Electric Utility |  | N |  | N |  | N |  | N | X |  | City of Holyoke - (MA) | 8774 | MA | 4.8
19173 | Colorado Energy Nations Company LLC | 10003 | Colorado Energy Nations Company | 1003-Vasquez St., | Golden | CO | 80401 | Jefferson | 39.7606 | -105.215 | WECC | PSCO | Public Service Company of Colorado | Clear Creek | 22 | NR | 3 | IPP CHP |  | Y | 84-326-000 | N |  | N |  | N | X |  | Public Service Co of Colorado | 15466 | CO | 13.2 |  |  | Colorado Interstate Gas Line
9383 | Mosaic Fertilizer LLC | 10004 | Mosaic South Pierce Operations | 7450 CR 630 | Mulberry | FL | 33860 | Polk | 27.7652 | -81.9388 | FRCC | TEC | Tampa Electric Company | Wells | 325 | NR | 7 | Industrial CHP |  | Y | 91-119-000 | N |  | N |  |  | X |  | Tampa Electric Co | 18454 | FL | 69
9397 | International Turbine Res Inc | 10005 | Dinosaur Point | 1400 Dinosaur Point | Los Banos | CA | 93635 | MERCED | 37.0478 | -121.1708 | WECC | CISO | California Independent System Operator |  | 22 | NR | 2 | IPP Non-CHP |  | N |  | Y | 87-588-000 | N |  |  | X |  | Pacific Gas & Electric Co | 14328 | CA | 70
1194 | Baptist Memorial Hospital | 10008 | Baptist Medical Center | 800 Prudential Drive | Jacksonville | FL | 32207 | DUVAL | 30.3156 | -81.6644 | FRCC | JEA | JEA |  | 622 | NR | 5 | Commercial CHP |  | Y | 82-218-000 | N |  | N |  | N | X |  | JEA | 9617 | FL | 13.2 |  |  | TECO peoples Gas
4458 | Covanta Warren Energy Resource Co LP | 10012 | Covanta Warren Energy | 218 Mt Pisgah ave. | Oxford | NJ | 7863 | Warren | 40.8205 | -75.0112 | RFC | PJM | PJM Interconnection, LLC | Wells | 22 | NR | 2 | IPP Non-CHP |  | N |  | Y | 86-501-000 | N |  | N | X |  | Jersey Central Power & Lt Co | 9726 | NJ | 34.5
4435 | Covanta Energy Co | 10013 | Covanta Hennepin Energy | 505 Sixth Ave., North | Minneapolis | MN | 55405 | Hennepin | 44.9833 | -93.2804 | MRO | MISO | Midcontinent Independent Transmission System Operator, Inc.. | Minneapolis Utilities | 22 | NR | 2 | IPP Non-CHP |  | N |  | Y | 86-1038-000 | N |  | N | X |  | Northern States Power Co - Minnesota | 13781 | MN | 115 |  |  | CenterPoint Energy Minnegasco
1932 | Boise-Kuna Irrigation District | 10014 | Lucky Peak Power Plant Project | 9731 E Highway 21 | Boise | ID | 83716 | Ada | 43.528 | -116.0583 | WECC | IPCO | Idaho Power Company | Boise River | 22 | NR | 2 | IPP Non-CHP |  | N |  | Y | 84-285-000 | N |  |  | X |  | Idaho Power Co | 9191 | ID | 138
17465 | WestRock-West Point Mill | 10017 | WestRock-West Point Mill | 19th and Main Street | West Point | VA | 23181 | King William | 37.5392 | -76.8053 | SERC | PJM | PJM Interconnection, LLC | Wells | 322 | NR | 7 | Industrial CHP |  | Y | 85-81-000 | N |  | N |  | N | X |  | Virginia Electric & Power Co | 19876 | VA | 130 |  |  | Virginia Natural Gas Co
34691 | Ormat Nevada Inc | 10018 | Desert Peak Power Plant | 10750 I-80 East, Exit 65 | Fernley | NV | 89406 | Lyon | 39.754 | -118.9535 | WECC | NEVP | Nevada Power Company | Direct Contact Condenser | 22 | NR | 2 | IPP Non-CHP |  | N |  | Y | 84-61-003; 95-206-000 | N |  |  | X |  | Sierra Pacific Power Co | 17166 | NV | 118
4558 | Cutrale Citrus Juices USA Inc | 10020 | Cutrale Citrus Juices USA I | 11 Cloud street | Leesburg | FL | 34748 | LAKE | 28.8118 | -81.8653 | FRCC | FPC | Progress Energy Florida | Wells | 311 | NR | 7 | Industrial CHP |  | N |  | N |  | N |  | N | X |  | City of Leesburg - (FL) | 10868 | FL | 13.6 |  |  | FGT and City of Leesburg
5624 | RED-Rochester, LLC | 10025 | RED-Rochester, LLC | 1200 Ridgeway Ave, Suite 2121 | Rochester | NY | 14615 | Monroe | 43.1989 | -77.6319 | NPCC | NYIS | New York Independent System Operator | Lake Ontario | 339 | NR | 7 | Industrial CHP |  | Y | 84-467-000 | N |  | N |  | N | X |  | Rochester Gas & Electric Corp | 16183 | NY | 34.5 |  |  | We are connected to RG&E's (local utility) distribution system
5901 | Encina Joint Powers Authority | 10026 | Encina Water Pollution Control | 6200 Avenida Encinas | Carlsbad | CA | 92011 | SAN DIEGO | 33.1165 | -117.3215 | WECC | CISO | California Independent System Operator | Reclaimed Wastewater | 22132 | NR | 4 | Commercial Non-CHP |  | N |  | N |  | N |  | N | X |  | San Diego Gas & Electric Co | 16609 | CA | 12 |  |  | San Diego Gas & Electric Co
6042 | EUI Management PH Inc | 10027 | Windpark Unlimited 1 | Not Applicable | Desert Hot Springs | CA | 92240 | Riverside | 33.9447 | -116.6222 | WECC | CISO | California Independent System Operator |  | 22 | NR | 2 | IPP Non-CHP |  | N |  | Y | FERC QF# 06-135-000 | N |  |  | X |  | Southern California Edison Co | 17609 | CA | 115
3123 | CDM Hydroelectric Co | 10028 | Felt Hydroelectric Plant | 7 mi NW of Felt | Teton | ID | 83424 | Teton | 43.9097 | -111.2854 | WECC | PACE | PacifiCorp - East | Teton River | 22 | NR | 2 | IPP Non-CHP |  | N |  | Y | 50-89-000 | N |  | N | X |  | PacifiCorp | 14354 | ID | 24.9
7049 | General Electric Aircraft Engines | 10029 | General Electric Aircraft Engines | 1000 Western Avenue | Lynn | MA | 1910 | Essex | 42.45 | -70.9739 | NPCC | ISNE | ISO New England Inc. | Saugus River | 336 | NR | 7 | Industrial CHP |  | Y | 87-506-001 | N |  | N |  | N | X |  | National Grid Generation, LLC | 26751 |  | 115 |  |  | Tennessee
7860 | NRG Energy Center Dover LLC | 10030 | NRG Energy Center Dover | 1280 W. North Street | Dover | DE | 19904 | Kent | 39.1495 | -75.5473 | RFC | PJM | PJM Interconnection, LLC | Wells | 22 | NR | 3 | IPP CHP |  | N |  | N |  | N |  | N | X |  | City of Dover - (DE) | 5335 | DE | 69 |  |  | Eastern Shore Natural Gas
7175 | General Mills Operations Inc | 10031 | General Mills Operations Lodi | 2000 West Turner Road | Lodi | CA | 95242 | SAN JOAQUIN | 38.1425 | -121.2994 | WECC | CISO | California Independent System Operator |  | 311 | NR | 7 | Industrial CHP |  | Y | 84-176-000 | N |  | N |  | N | X |  | City of Lodi - (CA) | 11124 | CA | 15 |  |  | Pacific Gas & Electric
7239 | General Motors Corp-Warren | 10032 | Powertrain Warren General Motors | 23500 Mound Road | Warren | MI | 48091 | Macomb | 42.4677 | -83.0392 | RFC | MISO | Midcontinent Independent Transmission System Operator, Inc.. | Municipality | 339 | NR | 7 | Industrial CHP |  | N |  | N |  | N |  | N | X |  | DTE Electric Company | 5109 | MI | 24 |  |  | Consumers Energy
15430 | Detroit Renewable Power | 10033 | Greater Detroit Resource Recovery | 5700 Russell | Detroit | MI | 48211 | Wayne | 42.3678 | -83.0514 | RFC | MISO | Midcontinent Independent Transmission System Operator, Inc.. | Municipality | 562213 | NR | 5 | Commercial CHP |  | Y | 85-236-001 | N |  | N |  |  | X |  | DTE Electric Company | 5109 | MI | 30
3028 | Calpine Gilroy Cogen LP | 10034 | Gilroy Power Plant | 1400 Pacheco Pass Hwy | Gilroy | CA | 95020 | Santa Clara | 37.0001 | -121.5367 | WECC | CISO | California Independent System Operator | Reclaimed SCWRA water | 22 | NR | 3 | IPP CHP |  | N |  | N |  | N |  | N | X |  | Pacific Gas & Electric Co | 14328 | CA | 115 |  |  | PG&E
56590 | Silverstreet Hydro | 10036 | Hillsborough Hosiery | Water Street | Hillsboro | NH | 3244 | Hillsborough | 43.1139 | -71.894 | NPCC | ISNE | ISO New England Inc. | Contoocook River | 22 | NR | 2 | IPP Non-CHP |  | N |  | Y | 82-85-000 | N |  |  | X |  | Public Service Co of NH | 15472 | NH | 34.5
9788 | John Deere Harvester Works Co | 10039 | John Deere Harvester Works | 1100 - 13 Ave | East Moline | IL | 61244 | Rock Island | 41.5243 | -90.4366 | MRO | MISO | Midcontinent Independent Transmission System Operator, Inc.. | Mississippi River | 333 | NR | 7 | Industrial CHP |  | N |  | N |  | N |  | N | X |  | MidAmerican Energy Co | 12341 | IL | 13.8 |  |  | MidAmerican Energy
10077 | Kaweah Delta Hospital | 10042 | Kaweah Delta District Hospital | 400 West Mineral King | Visalia | CA | 93291 | Tulare | 36.3275 | -119.2947 | WECC | CISO | California Independent System Operator |  | 622 | NR | 4 | Commercial Non-CHP |  | N |  | N |  | N |  | N | X |  | Southern California Edison Co | 17609 | CA | 12 |  |  | The Gas Company
14932 | US Operating Services Company | 10043 | Logan Generating Company LP | 76 Route 130 | Swedesboro | NJ | 8085 | Gloucester | 39.7928 | -75.4067 | RFC | PJM | PJM Interconnection, LLC | Delaware River | 22 | NR | 3 | IPP CHP |  | Y | 87-617-000 | N |  | Y | 94-9-000, 94-10-000 | N | X |  | Atlantic City Electric Co | 963 | NJ | 230
10277 | Kinsley's Landfill Inc | 10045 | Kinsleys Landfill | 2025 Delsea Drive | Sewell | NJ | 8080 | GLOUCESTER | 39.7917 | -75.1036 | RFC | PJM | PJM Interconnection, LLC |  | 22 | NR | 2 | IPP Non-CHP |  | N |  | Y | 83-292-001 | N |  |  | X |  | Public Service Elec & Gas Co | 15477 | NJ | 13
10810 | LAX Airport | 10048 | Central Utilities Plant LAX | 275 Center Way | Los Angeles | CA | 90045 | Los Angeles | 33.944 | -118.4043 | WECC | LDWP | Los Angeles Department of Water and Power | Municipality | 4881 | NR | 5 | Commercial CHP |  | N |  | N |  | N |  |  | X |  | Los Angeles City of | 11208 | CA | 4.16 |  |  | Southern California Gas Company
54696 | Little Mac Power Company | 10049 | Little Mac Project | 2000E 4300 N | Buhl | ID | 83316 | TWIN FALLS | 42.6296 | -114.6616 | WECC | IPCO | Idaho Power Company | Cedar Draw | 22 | NR | 2 | IPP Non-CHP |  | N |  | Y | 64-43-000 | N |  |  | X |  | Idaho Power Co | 9191 | ID | 2.5
11079 | Little Rock Wastewater Utility | 10050 | Fourche Creek Wastewater | 9500 Birdwood Dr. | Little Rock | AR | 72206 | Pulaski | 34.6968 | -92.165 | SERC | MISO | Midcontinent Independent Transmission System Operator, Inc.. | Municipality | 22132 | NR | 5 | Commercial CHP |  | N |  | N |  | N |  |  | X |  | Entergy Arkansas Inc | 814 | AR | 480 |  |  | Centerpoint/ARKLA
49753 | Brooks Energy, LLC | 10051 | Lockville Hydropower | 49 Lions Club | Moncure | NC | 27559 | Chatham | 35.6184 | -79.0912 | SERC | CPLE | Progress Energy Carolinas - EAST | Deep River | 22 | NR | 2 | IPP Non-CHP |  | N |  | Y | 62-76-01 | N |  | N | X |  | Duke Energy Progress - (NC) | 3046 | NC | 23
54788 | DG Fairhaven Power LLC | 10052 | Fairhaven Power | 97 Bay Street | Samoa | CA | 95564 | Humboldt | 40.7995 | -124.2028 | WECC | CISO | California Independent System Operator | Municipality | 22 | NR | 2 | IPP Non-CHP |  | N |  | Y | 05-02-000 | N |  |  | X |  | Pacific Gas & Electric Co | 14328 | CA | 60 |  |  | PGE#95564
7075 | General Electric Co | 10058 | General Electric Diesel Engine Plant | 1503 West Main Street Ext | Grove City | PA | 16127 | Mercer | 41.1694 | -80.1055 | RFC | PJM | PJM Interconnection, LLC | Municipality | 336 | NR | 6 | Industrial Non-CHP |  | Y | 85-29-000 | N |  | N |  |  | X |  | Pennsylvania Power Co | 14716 | PA | 12
7080 | General Electric Co | 10059 | General Electric Great Falls Upper Hydro | 130 Main Street | Somersworth | NH | 3878 | Strafford | 43.2597 | -70.8597 | NPCC | ISNE | ISO New England Inc. | Salmon Falls River | 335 | NR | 6 | Industrial Non-CHP |  | N |  | N |  | N |  | N | X |  | Public Service Co of NH | 15472 | NH | 2.4
11401 | Mars Chocolate North America LLC | 10061 | MARS Chocolate North American LLC | 700 High Street | Hackettstown | NJ | 7840 | WARREN | 40.8625 | -74.825 | RFC | PJM | PJM Interconnection, LLC | Municipality | 311 | NR | 7 | Industrial CHP |  | Y | 86-776-001 | N |  | N |  | N | X |  | Jersey Central Power & Lt Co | 9726 | NJ | 345 |  |  | Elizabethtown Gas
50085 | Covanta Southeast Florida Renewable Ltd | 10062 | Miami Dade County Resource Recovery Fac | 6990 NW 97 Ave | Miami | FL | 33178 | Miami Dade | 25.8356 | -80.3566 | FRCC | FPL | Florida Power & Light Company | Wells | 22 | NR | 2 | IPP Non-CHP |  | N |  | N |  | Y | 81-19-000 |  | X |  | Florida Power & Light Co | 6452 | FL | 240 |  |  | Florida City Gas
11943 | McCallum Enterprises I LP | 10063 | Derby Hydro | 305 Canel St. | Shelton | CT | 6418 | Fairfield | 41.3243 | -73.1021 | NPCC | ISNE | ISO New England Inc. | Housatonic River | 22 | NR | 2 | IPP Non-CHP |  | N |  | Y | 87-296-000 | N |  | N | X |  | United Illuminating Co | 19497 | CT | 13.8
12401 | Merimil Ltd Partnership | 10066 | Lockwood Hydroelectric Facility | Water Street | Waterville | ME | 4901 | Kennebec | 44.5467 | -69.6292 | NPCC | ISNE | ISO New England Inc. | Kennebec River | 22 | NR | 2 | IPP Non-CHP |  | N |  | Y | 84-38-001 | N |  |  | X |  | Central Maine Power Co | 3266 | ME | 34
5164 | Denver City & County-Foothills | 10070 | Foothills Hydro Plant | 6730 N. Rampart Range Rd. | Littleton | CO | 80125 | Douglas | 39.4588 | -105.0657 | WECC | WACM | Western Area Power Administration - Rocky Mountain Region | S. Platte River | 22 | NR | 2 | IPP Non-CHP |  | N |  | Y | 57-71-000 | N |  |  | X |  | Intermountain Rural Elec Assn | 9336 | CO | 12.5
56217 | Portsmouth Operating Services LLC | 10071 | Portsmouth Genco LLC | One Wild Duck Lane | Portsmouth | VA | 23703 | PORTSMOUTH CITY | 36.8702 | -76.3529 | SERC | PJM | PJM Interconnection, LLC | Wells | 22 | NR | 2 | IPP Non-CHP |  | N |  | N |  | N |  | N | X |  | Virginia Electric & Power Co | 19876 | VA | 230
55727 | Orion Engineered Carbons | 10072 | Engineered Carbons Borger Cogen | Hwy 1559 | Borger | TX | 79007 | Hutchinson | 35.667 | -101.432 | SPP | SWPP | Southwest Power Pool | City of Borger | 325 | NR | 6 | Industrial Non-CHP |  | N |  | Y | 92-52-000 | N |  | N | X |  | Southwestern Public Service Co | 17718 | TX | 69 |  |  | El Paso Natural Gas
59191 | Humboldt Bay Harbor Rec & Con Dist | 10074 | Pulp Mill Power House | 364 Vance Avenue | Samoa | CA | 95564 | Humboldt | 40.8054 | -124.1949 | WECC | CISO | California Independent System Operator | Mad River | 322 | NR | 7 | Industrial CHP |  | N |  | N |  | N |  |  | X |  | Pacific Gas & Electric Co | 14328 | CA | 60 |  |  | Pacific Gas & Electric Company
12647 | ALLETE, Inc. | 10075 | Taconite Harbor Energy Center | 8124 W. HWY 61 | Schroeder | MN | 55613 | Cook | 47.5314 | -90.9114 | MRO | MISO | Midcontinent Independent Transmission System Operator, Inc.. | Lake Superior | 22 | RE | 1 | Electric Utility |  | N |  | N |  | N |  | Y | Y | OP | ALLETE, Inc. | 12647 | MN | 138
5068 | Denver City & County of | 10081 | Strontia Springs Hydro Plant | 4910 South Platt River Rd | Littleton | CO | 80125 | DOUGLAS | 39.4326 | -105.1263 | WECC | PSCO | Public Service Company of Colorado | S. Platte River | 22 | NR | 2 | IPP Non-CHP |  | N |  | Y | 69-16-000 | N |  |  | X |  | Public Service Co of Colorado | 15466 | CO | 13.2
11217 | Los Angeles County Sanitation | 10090 | Commerce Refuse To Energy | 5926 Sheila Street | Commerce | CA | 90040 | Los Angeles | 33.9949 | -118.1538 | WECC | CISO | California Independent System Operator | Municipality | 22 | NR | 2 | IPP Non-CHP |  | N |  | Y | 88-546-000 | N |  | N | X |  | Southern California Edison Co | 17609 | CA | 66 |  |  | Southern California Gas Company
11217 | Los Angeles County Sanitation | 10091 | Total Energy Facilities | 24501 S Figueroa Street | Carson | CA | 90745 | Los Angeles | 33.7683 | -118.2836 | WECC | CISO | California Independent System Operator | Municipality | 22132 | NR | 5 | Commercial CHP |  | Y | 88-547-000; 94-144-000 | N |  | N |  | N | X |  | Southern California Edison Co | 17609 | CA | 66 |  |  | Southern California Gas Company
58553 | PAR Petroleum | 10093 | Tesoro Hawaii | 91 325 Komohana St | Kapolei | HI | 96707 | HONOLULU | 21.3032 | -158.0914 | HICC |  |  |  | 32411 | NR | 7 | Industrial CHP |  | Y | 83-120-000 | N |  | N |  | N | X |  | Hawaiian Electric Co Inc | 19547 | HI | 138
50160 | Pedricktown Cogeneration Company LP | 10099 | Pedricktown Cogeneration Company LP | 143 Highway 130 | Pedricktown | NJ | 8067 | Salem | 39.7668 | -75.4238 | RFC | PJM | PJM Interconnection, LLC | Oswegatchie | 22 | NR | 2 | IPP Non-CHP |  | N |  | N |  | N |  | N | X |  | Atlantic City Electric Co | 963 | NJ | 230 |  |  | Columbia TCO
6636 | Foss Manufacturing Company LLC | 10108 | Hampton Facility | 11 Merrill Industrial Drive | Hampton | NH | 3842 | ROCKINGHAM | 42.9383 | -70.8406 | NPCC | ISNE | ISO New England Inc. |  | 314 | NR | 7 | Industrial CHP |  | N |  | N |  | N |  | N | X |  | Unitil Energy Systems | 24590 | NH | 34.5 |  |  | Unitil
57280 | Eagle Creek RE LLC | 10109 | Franklin Industrial Complex | 40 Memorial St | Franklin | NH | 3235 | Merrimack | 43.4461 | -71.6446 | NPCC | ISNE | ISO New England Inc. | Winnepesaukee River | 22 | NR | 2 | IPP Non-CHP |  | N |  | Y | 85-190-000 | N |  |  | X |  | Public Service Co of NH | 15472 | NH | 34.7
15743 | Frito-Lay Inc | 10110 | Frito-Lay Cogen Plant | 28801 Highway 58 | Bakersfield | CA | 93314 | Kern | 35.3951 | -119.3216 | WECC | CISO | California Independent System Operator | Wells | 311 | NR | 7 | Industrial CHP |  | Y | 85-264-000 | N |  | N |  | N | X |  | Pacific Gas & Electric Co | 14328 | CA | 115 |  |  | The Gas Company
7199 | Gilberton Power Co | 10113 | John B Rich Memorial Power Station | 81 Eleanor Avenue | Frackville | PA | 17931 | Schuylkill | 40.7903 | -76.1983 | RFC | PJM | PJM Interconnection, LLC | Mine Shaft | 22 | NR | 3 | IPP CHP |  | Y | 83-425-013 | N |  | N |  | N | X |  | PPL Electric Utilities Corp | 14715 | PA | 69
7726 | Sharp Grossmont Hospital | 10115 | Grossmont Hospital | 5555 Grossmont Center Drive | La Mesa | CA | 91942 | San Diego | 32.7797 | -117.0064 | WECC | CISO | California Independent System Operator |  | 622 | NR | 5 | Commercial CHP |  | N |  | N |  | N |  |  | X |  | San Diego Gas & Electric Co | 16609 | CA | 12 |  |  | SDG&E
9357 | Hampshire Paper Co Inc | 10116 | Hampshire Paper | 1827 Country Rt 22 | Gouverneur | NY | 13642 | St Lawrence | 44.2965 | -75.3665 | NPCC | NYIS | New York Independent System Operator | Oswegatchie River | 22 | NR | 2 | IPP Non-CHP |  | N |  | Y | 00-160-591 | N |  |  | X |  | National Grid Generation, LLC | 26751 |  | 23
8181 | Harrisburg Authority | 10118 | Harrisburg Facility | 1670 S 19th Street | Harrisburg | PA | 17104 | Dauphin | 40.2442 | -76.8539 | RFC | PJM | PJM Interconnection, LLC | Harrisburg POTW | 22 | NR | 3 | IPP CHP |  | Y | 84-395-002 | N |  | N |  | N | X |  | PPL Electric Utilities Corp | 14715 | PA | 67 |  |  | UGI gas company
8486 | PInova Inc | 10120 | PInova Inc | 2801 Cook St | Brunswick | GA | 31520 | GLYNN | 31.1648 | -81.4787 | SERC | SOCO | Southern Company Services, Inc. - Trans | Floridan Aquifer, Wells | 325 | NR | 7 | Industrial CHP |  | N |  | N |  | N |  | Y | N | OP | Georgia Power Co | 7140 | GA | 12.5 |  |  | Atlanta Gas Light
8596 | High Shoals Hydro | 10121 | High Shoals Hydro (GA) | 110 Frazier Road | High Shoals | GA | 30645 | MORGAN | 33.8165 | -83.5049 | SERC | SOCO | Southern Company Services, Inc. - Trans | River | 22 | NR | 2 | IPP Non-CHP |  | N |  | N |  | N |  |  | X |  | Georgia Power Co | 7140 | GA | 4
59069 | CIP II/AR Bridgewater Holdings LLC | 10122 | CIP II/AR Bridgewater Holdings - NJCOE | 993 Route 202/206 | Bridgewater | NJ | 8807 | Somerset | 40.624 | -74.634 | RFC | PJM | PJM Interconnection, LLC | N.J. American Water | 53 | NR | 5 | Commercial CHP |  | Y | 88176000 | N |  | N |  | N | X |  | Jersey Central Power & Lt Co | 9726 | NJ | 34.5 |  |  | PSE&G Interstate Pipeline
8701 | Hoffman LaRoche Inc | 10123 | Hoffmann LaRoche | 340 Kingsland Street | Nutley | NJ | 7110 | Essex | 40.8359 | -74.155 | RFC | PJM | PJM Interconnection, LLC | Passaic Valley Water Commissio | 325 | NR | 7 | Industrial CHP |  | Y | 85-91-000; '85-91-001 | N |  | N |  | N | X |  | Public Service Elec & Gas Co | 15477 | NJ | 26.4 |  |  | Public Service Electric and Gas Co.
59136 | Ampersand Hollow Dam Hydro LLC | 10124 | Hollow Dam Power Partnership | 265 Cole Rd | Gouveneur | NY | 13642 | St Lawrence | 44.2965 | -75.3361 | NPCC | NYIS | New York Independent System Operator | Oswgatchie River | 22 | NR | 2 | IPP Non-CHP |  | N |  | Y | 99-75-000 | N |  |  | X |  | National Grid Generation, LLC | 26751 |  | 2.4
8758 | Honeywell Farm Inc | 10125 | Honeywell Farms | 155-25 Styler Road | Jamaica | NY | 11433 | QUEENS | 40.6986 | -73.8028 | NPCC | NYIS | New York Independent System Operator | Municipality | 311 | NR | 7 | Industrial CHP |  | N |  | N |  | N |  |  | X |  | Consolidated Edison Co-NY Inc | 4226 | NY | 0.21 |  |  | National Grid
8787 | Humboldt Bay Mun Water Dist | 10128 | Gosselin Hydro Plant | Mad River Road | Ruth | CA | 95526 | Trinity | 40.37 | -123.4347 | WECC | CISO | California Independent System Operator | Mad River | 22 | NR | 2 | IPP Non-CHP |  | N |  | N |  | N |  | N | X |  | Pacific Gas & Electric Co | 14328 | CA | 12
9335 | Indiana University of Penn | 10129 | Indiana University of Pennsylvania | 525 Pratt Drive | Indiana | PA | 15705 | INDIANA | 40.6144 | -79.1594 | RFC | PJM | PJM Interconnection, LLC | Municipality | 611 | NR | 5 | Commercial CHP |  | Y | 85-497-000 | N |  | N |  | N | X |  | Pennsylvania Electric Co | 14711 | PA | 23 |  |  | IUP Cogen Plant Gas Line
9093 | Hydro Energies Inc | 10137 | Deweys Mill | Deweys Mill Rd. | White River Jct. | VT | 5059 | Windsor | 43.6411 | -72.4061 | NPCC | ISNE | ISO New England Inc. | Ottaugvechee River | 22 | NR | 2 | IPP Non-CHP |  | N |  | Y | 85-486-000 | N |  |  | X |  | Green Mountain Power Corp | 7601 | VT | 12.47
9370 | Hydrodynamics Inc | 10138 | South Dry Creek Hydro | South Dry Creek Rd | Red Lodge | MT | 59068 | Carbon | 45.2063 | -109.1652 | WECC | NWMT | NorthWestern Energy (NWMT) | Rock Creek | 22 | NR | 2 | IPP Non-CHP |  | N |  | Y | 85-212-000 | N |  | N | X |  | NorthWestern Energy - (SD) | 13809 | SD | 50
9439 | Isabella Partners | 10139 | Isabella Hydro Project | Powerhouse Rd. off Hwy. 155 | Lake Isabella | CA | 93240 | Kern | 35.6439 | -118.4822 | WECC | CISO | California Independent System Operator | Kern River | 22 | NR | 2 | IPP Non-CHP |  | N |  | Y | 86-125-000 | N |  |  | X |  | Southern California Edison Co | 17609 | CA | 69
1751 | Birch Power Co | 10140 | Birch Creek Power | Highway 22 | Teriton | ID | 83450 | Clark | 44.0274 | -112.7194 | WECC | PACE | PacifiCorp - East | Birch Creek | 22 | NR | 2 | IPP Non-CHP |  | N |  | Y | 85-126-000 | N |  |  | X |  | PacifiCorp | 14354 | ID | 12.47
9379 | Inter-Power/AhlCon Partners, L.P. | 10143 | Colver Power Project | 141 Interpower Drive | Colver | PA | 15927 | Cambria | 40.55 | -78.8 | RFC | PJM | PJM Interconnection, LLC | Vetera Reservoir | 22 | NR | 2 | IPP Non-CHP |  | N |  | Y | 87-632-002; 87-632-004 | N |  | N | X |  | Pennsylvania Electric Co | 14711 | PA | 115
17164 | Sierra Pacific Industries Inc | 10144 | Sierra Pacific Lincoln Facility | 1445 Highway 65 | Lincoln | CA | 95648 | Placer | 38.9032 | -121.3097 | WECC | CISO | California Independent System Operator | Well | 321 | NR | 7 | Industrial CHP |  | N |  | Y | 96-76-000 | N |  |  | X |  | Pacific Gas & Electric Co | 14328 | CA | 60
1951 | White Pine Electric Power LLC | 10148 | White Pine Electric Power | 33707 Power Plant Road | White Pine | MI | 49971 | Ontonagon | 46.7644 | -89.5669 | RFC | MISO | Midcontinent Independent Transmission System Operator, Inc.. | Lake Superior | 22 | NR | 2 | IPP Non-CHP |  | N |  | N |  | Y | 03-895-000; 03-895-001 | N | X |  | American Transmission Co | 659 | WI | 13.8 |  |  | Northern Natural
49967 | Decorative Panels International, Inc. | 10149 | Decorative Panels Intl | 416 Ford Ave | Alpena | MI | 49707 | Alpena | 45.0628 | -83.4233 | RFC | MISO | Midcontinent Independent Transmission System Operator, Inc.. | Lake Huron | 321 | NR | 7 | Industrial CHP |  | N |  | N |  | N |  | N | X |  | Alpena Power Co | 392 | MI | 34.5 |  |  | Michcon
563 | American Bituminous Power LP | 10151 | Grant Town Power Plant | 228 ABPP Drive | Grant Town | WV | 26574 | Marion | 39.5618 | -80.1631 | RFC | PJM | PJM Interconnection, LLC | Monongahela River | 22 | NR | 2 | IPP Non-CHP |  | N |  | Y | 87-494-006 | N |  | N | X |  | Monongahela Power Co | 12796 | WV | 138 |  |  | Dominion Transmission Inc
503 | American Hydro Power Company | 10152 | Warrior Ridge Hydro | 8217 Warrior Ridge Road | Petersburg | PA | 16669 | Huntingdon | 40.54 | -78.0346 | RFC | PJM | PJM Interconnection, LLC | Juniata River | 22 | NR | 2 | IPP Non-CHP |  | N |  | N |  | Y | 85-365-000 | N | X |  | Pennsylvania Electric Co | 14711 | PA | 4.16
54769 | INEOS USA LLC | 10154 | Chocolate Bayou Works | 2.5 mi S of FM 2917 on FM 2004 | Alvin | TX | 77512 | BRAZORIA | 29.2293 | -95.1952 | TRE | ERCO | Electric Reliability Council of Texas, Inc. | Chocolate Bayou Water Co | 32512 | NR | 7 | Industrial CHP |  | Y | 84-510-000 | N |  | N |  | N | X |  | CenterPoint Energy | 8901 | TX | 138 |  |  | Energy Transfer Kinder Morgan
756 | Appomattox River Associates LP | 10155 | Brasfield | 21511 Chesdin Road | Petersburg | VA | 23803 | Chesterfield | 37.2208 | -77.5245 | SERC | PJM | PJM Interconnection, LLC | Appomattox River | 22 | NR | 2 | IPP Non-CHP |  | N |  | Y | 87-610-000 | N |  | N | X |  | Virginia Electric & Power Co | 19876 | VA | 34
20323 | Wellhead Services Inc | 10156 | Fresno Cogen Partners | 8105 South Lassen | San Joaquin | CA | 93660 | Fresno | 36.617 | -120.0998 | WECC | CISO | California Independent System Operator | Well | 22 | NR | 3 | IPP CHP |  | Y | 88-134-002 | N |  | Y | 32-000 | N | X |  | Pacific Gas & Electric Co | 14328 | CA | 70 |  |  | PG&E
5093 | Desert Water Agency | 10162 | Whitewater Hydro Plant | Whitewater Canyon Road | California | CA | 92262 | Riverside | 33.9347 | -116.6405 | WECC | CISO | California Independent System Operator | Colorado Aqueduct | 22 | NR | 2 | IPP Non-CHP |  | N |  | Y | 83-166-000 | N |  | N | X |  | Southern California Edison Co | 17609 | CA | 4.16
54705 | Seadrift Coke L P | 10167 | Seadrift Coke LP | 8618 Hwy. 185 North | Port Lavaca | TX | 77979 | Calhoun | 28.5139 | -96.7942 | TRE | ERCO | Electric Reliability Council of Texas, Inc. | Guadalupe Blanco River Ath | 324 | NR | 7 | Industrial CHP |  | N |  | N |  | N |  | N | X |  | AEP Texas Central Company | 3278 | TX | 200 |  |  | Enterprise Pipeline Company
3030 | Cardinal Cogen Inc | 10168 | Cardinal Cogen | 288 Campus Drive West | Stanford | CA | 94305 | Santa Clara | 37.4298 | -122.1763 | WECC | CISO | California Independent System Operator | Municipality | 22 | NR | 3 | IPP CHP |  | Y | 85-656-000; 85-89-000 | N |  | N |  | N | X |  | Pacific Gas & Electric Co | 14328 | CA | 60 |  |  | PG&E Line 109 and Line 132
3084 | Carson Cogeneration Co | 10169 | Carson Cogeneration | 17171 S. Central Avenue | Carson | CA | 90746 | Los Angeles | 33.8759 | -118.2491 | WECC | CISO | California Independent System Operator | Municipality | 22 | NR | 3 | IPP CHP |  | Y | 85-305-000 | N |  | N |  | N | X |  | Southern California Edison Co | 17609 | CA | 13.8 |  |  | Southern California Gas Company
782 | Aquenergy Systems Inc | 10173 | Cherokee Falls | 1406 Cherokee Falls Road | Blacksburg | SC | 29340 | CHEROKEE | 35.0642 | -81.5458 | SERC | DUK | Duke Energy Carolinas | Broad River | 22 | NR | 2 | IPP Non-CHP |  | N |  | Y | 84-345-000 | N |  |  | X |  | Broad River Electric Coop, Inc | 2212 | SC | 15
3476 | DTE San Diego COGEN Inc. | 10175 | Childrens Hospital | 3020 Children's Way | San Diego | CA | 92123 | San Diego | 32.7992 | -117.1517 | WECC | CISO | California Independent System Operator | City Of San Diego | 622 | NR | 5 | Commercial CHP |  | N |  | N |  | N |  | N | X |  | San Diego Gas & Electric Co | 16609 | CA | 12 |  |  | San Diego Gas and Electric
11724 | Massachusetts Bay Trans Auth | 10176 | M Street Jet | 696 East First Street | Boston | MA | 2127 | Suffolk | 42.3394 | -71.0314 | NPCC | ISNE | ISO New England Inc. |  | 22 | NR | 2 | IPP Non-CHP |  | N |  | N |  | N |  | N | X |  | NSTAR Electric Company | 54913 | MA | 115
19068 | Colorado Energy Nations Company, LLC | 10180 | Metro Wastewater Reclamation District | 6450 York Street | Denver | CO | 80229 | Denver | 39.8078 | -104.9542 | WECC | PSCO | Public Service Company of Colorado |  | 22 | NR | 3 | IPP CHP |  | Y | 84-103-000; '00-72-000 | N |  | N |  | N | X |  | Public Service Co of Colorado | 15466 | CO | 13.2 |  |  | Colorado Interstate Gas Line
12374 | Metropolitan Sewerage District | 10181 | Metropolitan Sewerage District | 2028 Riverside Dr | Asheville | NC | 28804 | Buncombe | 35.6497 | -82.5992 | SERC | CPLE | Progress Energy Carolinas - EAST | Wells | 22132 | NR | 4 | Commercial Non-CHP |  | N |  | N |  | N |  |  | X |  | Duke Energy Progress - (NC) | 3046 | NC | 2.3
57280 | Eagle Creek RE LLC | 10183 | Mine Falls Generating Station | 15 Riverside St. | Nashua | NH | 3062 | Hillsborough | 42.7503 | -71.5053 | NPCC | ISNE | ISO New England Inc. | Nashua River | 22 | NR | 2 | IPP Non-CHP |  | N |  | N |  | N |  |  | X |  | Public Service Co of NH | 15472 | NH | 34.5
12632 | Minnesota Mining & Mfg Co | 10184 | Central Utility Plant | 6801 River Place Boulevard | Austin | TX | 78726 | Travis | 30.3974 | -97.8426 | TRE | ERCO | Electric Reliability Council of Texas, Inc. | City Of Austin | 561 | NR | 5 | Commercial CHP |  | Y | 86-275-30 | N |  | N |  | N | X |  | Austin Energy | 1015 | TX | 15 |  |  | Texas Gas Service (Division of ONE Gas)
11451 | Madison Paper Industries Inc | 10186 | Anson Abenaki Hydros | 3 Main Street | Madison | ME | 4950 | Somerset | 44.7975 | -69.8867 | NPCC | ISNE | ISO New England Inc. | Kennnebec River | 322122 | NR | 7 | Industrial CHP |  | Y | 81-1-000 | Y | 81-1-000 | N |  | N | X |  | Town of Madison - (ME) | 11477 | ME | 115 |  |  | Summit Nat Gas
55727 | Orion Engineered Carbons | 10187 | Engineered Carbons Echo Cogeneration | 1513 Echo Road | Orange | TX | 77630 | ORANGE | 30.1525 | -93.7206 | SERC | MISO | Midcontinent Independent Transmission System Operator, Inc.. | Well | 325 | NR | 6 | Industrial Non-CHP |  | N |  | Y | 84-180-001 | N |  | N | X |  | Entergy Texas Inc. | 55937 | TX | 69 |  |  | Kinder Morgan
4558 | Cutrale Citrus Juices USA Inc | 10188 | Cutrale Citrus Juices USA II | 602 McKean Street | Auburndale | FL | 33823 | POLK | 28.0548 | -81.7982 | FRCC | TEC | Tampa Electric Company | Wells | 311 | NR | 7 | Industrial CHP |  | N |  | N |  | N |  |  | X |  | Tampa Electric Co | 18454 | FL | 13.6 |  |  | FGT
56479 | PIC Group Inc | 10190 | Castleton Energy Center | 1902 River Road | Castleton | NY | 12033 | Rensselaer | 42.5375 | -73.7433 | NPCC | NYIS | New York Independent System Operator | Moordener Kill | 22 | NR | 2 | IPP Non-CHP |  | N |  | N |  | Y | 01-89-000 |  | X |  | Niagara Mohawk Power Corp. | 13573 | NY | 115 |  |  | National Grid
2719 | CalWind Resources Inc | 10191 | Tehachapi Wind Resource I | 16541 Tehachapi-Willow Springs | Tehachapi | CA | 93581 | Kern | 35.0606 | -118.3897 | WECC | CISO | California Independent System Operator |  | 22 | NR | 2 | IPP Non-CHP | N | N |  | Y | 84-465-000 | N |  | N | X |  | Southern California Edison Co | 17609 | CA | 12
3453 | Chevron Refinery-Hawaii | 10194 | Hawaii Cogen | 91-480 Malakole Street | Kapolei | HI | 96707 | Honolulu | 21.3117 | -158.1139 | HICC |  |  | Municipality | 32411 | NR | 7 | Industrial CHP |  | Y | 90-009-000 | N |  | N |  | N | X |  | Hawaiian Electric Co Inc | 19547 | HI | 12
50122 | CF Industries Nitrogen LLC | 10195 | CF Industries Yazoo City Complex | 4612 Hwy 49 E. | Yazoo City | MS | 39194 | YAZOO | 32.9041 | -90.3781 | SERC | MISO | Midcontinent Independent Transmission System Operator, Inc.. |  | 325311 | NR | 7 | Industrial CHP |  | Y | 83-318-000 | N |  | N |  | N | X |  | Entergy Mississippi Inc | 12685 | MS | 115 |  |  | Southern Natural Gas Texas Eastern
60023 | EONY Generation Limited | 10196 | Moose River | 7659 Lyonsdale Road | Lyons Falls | NY | 13368 | Lewis | 43.6107 | -75.3413 | NPCC | NYIS | New York Independent System Operator | The Moose River | 22 | NR | 2 | IPP Non-CHP |  | N |  | Y | 86-515-000, 001, 002, 003 | N |  | N | X |  | Niagara Mohawk Power Corp. | 13573 | NY | 115
60023 | EONY Generation Limited | 10197 | Philadlephia | 24 Garden Road | Village of Philadelph | NY | 13673 | Jefferson | 44.1586 | -75.7088 | NPCC | NYIS | New York Independent System Operator | Indian River | 22 | NR | 2 | IPP Non-CHP |  | N |  | Y | 85-673-000, 001, 002, 003 | N |  | N | X |  | Niagara Mohawk Power Corp. | 13573 | NY | 22.9
9436 | Mosaic Phosphates Co. | 10198 | Mosaic Phosphates Uncle Sam | 7250 Highway 44 | Uncle Sam | LA | 70792 | St James | 30.0386 | -90.8283 | SERC | MISO | Midcontinent Independent Transmission System Operator, Inc.. | Mississippi River | 325188 | NR | 7 | Industrial CHP |  | Y | 87-276-000 | N |  | N |  | N | X |  | Entergy Louisiana LLC | 11241 | LA | 34.5 |  |  | BP Energy
7160 | Geysers Power Co LLC | 10199 | West Ford Flat Power Plant | 10350 Socrates Mine Road | Middletown | CA | 95461 | Lake | 38.7881 | -122.7219 | WECC | CISO | California Independent System Operator | Wells | 22 | NR | 2 | IPP Non-CHP |  | N |  | Y | 87-587-002 | N |  |  | X |  | Pacific Gas & Electric Co | 14328 | CA | 230
9686 | RockTenn-Jackson Fenandina | 10202 | Fernandina Beach Mill | North 8th Street | Fernandina Beach | FL | 32034 | Nassau | 30.6818 | -81.4554 | FRCC | JEA | JEA | Wells | 32213 | NR | 7 | Industrial CHP |  | Y | 83-100-000 | N |  | N |  | N | X |  | Florida Public Utilities Co | 6457 | FL | 69 |  |  | TECO Peoples Gas
19685 | Valero Refining Co | 10203 | Valero Refinery Corpus Christi East | 1300 Cantwell Lane | Corpus Christi | TX | 78407 | Nueces | 27.8114 | -97.4442 | TRE | ERCO | Electric Reliability Council of Texas, Inc. | Cooling | 32411 | NR | 7 | Industrial CHP |  | Y | 83-372-000 | N |  | N |  | N | X |  | AEP Texas Central Company | 3278 | OH | 138 |  |  | There are no natural gas pipelines connected.
3102 | Mosaic Company | 10204 | Mosaic Co Tampa Facility | 8813 US Highway 301 South | Riverview | FL | 33578 | Hillsborough | 27.8605 | -82.3903 | FRCC | TEC | Tampa Electric Company | Springs | 325188 | NR | 7 | Industrial CHP |  | Y | 87-570-000; '87-570-001 | N |  | N |  |  | X |  | Tampa Electric Co | 18454 | FL | 69
3102 | Mosaic Company | 10205 | Mosaic Co Greenbay | 4390 County Road 640 W | Bartow | FL | 33830 | Polk | 27.845 | -81.9097 | FRCC | TEC | Tampa Electric Company | Wells | 325311 | NR | 7 | Industrial CHP |  | Y | 90-146-000 | N |  | N |  |  | X |  | Tampa Electric Co | 18454 | FL | 69
11161 | Loma Linda University | 10206 | Loma Linda University Cogen | 11100 Anderson Street | Loma Linda | CA | 92350 | SAN BERNARDINO | 34.0504 | -117.2484 | WECC | CISO | California Independent System Operator | Wells | 611 | NR | 5 | Commercial CHP |  | Y | 88-466-000; 89-44-000 | N |  | N |  | N | X |  | Southern California Edison Co | 17609 | CA | 66 |  |  | Southern California Gas Corp
55867 | Verso Corp Escanaba Paper Co | 10208 | Escanaba Mill | 7100 County 426 M-5 Road | Escanaba | MI | 49829 | Delta | 45.8044 | -87.0891 | MRO | MISO | Midcontinent Independent Transmission System Operator, Inc.. | Lake Michigan | 322122 | NR | 7 | Industrial CHP |  | Y | 01-81-000 | N |  | N |  | Y | Y | OP | Upper Peninsula Power Co | 19578 | MI | 69 |  |  | DTE MICHCON
56150 | ArcelorMittal USA Inc | 10211 | 2 AC Station | 3210 | East Chicago | IN | 46312 | Lake | 41.6628 | -87.4444 | RFC | MISO | Midcontinent Independent Transmission System Operator, Inc.. | Lake Michigan | 3311 | NR | 7 | Industrial CHP |  | N |  | N |  | N |  | N | X |  | Northern Indiana Pub Serv Co | 13756 | IN | 138
3452 | Chevron USA Inc-El Sequndo | 10213 | El Segundo Cogen | 324 West El Segundo Blvd. | El Segundo | CA | 90245 | Los Angeles | 33.9058 | -118.4031 | WECC | CISO | California Independent System Operator | Municipality | 32411 | NR | 7 | Industrial CHP |  | Y | 85-703-001; '96-29-000; 84-192-000 | N |  | N |  | N | X |  | Southern California Edison Co | 17609 | CA | 66 |  |  | Southern California Gas Company
11270 | Lower Saranac Hydro Partner LP | 10214 | Lower Saranac Hydroelectric Facility | 1130 Military Turnpike | Plattsburgh | NY | 12901 | Clinton | 44.6694 | -73.5075 | NPCC | NYIS | New York Independent System Operator | Saranac River | 22 | NR | 2 | IPP Non-CHP |  | N |  | Y | 86-559-000 | N |  |  | X |  | New York State Elec & Gas Corp | 13511 | NY | 46
20712 | Snowbird Corporation | 10215 | Snowbird Power Plant | State Rd 210, Entry 4 | Snowbird | UT | 84092 | Salt Lake | 40.5834 | -111.6539 | WECC | PACE | PacifiCorp - East | SLC Mine Water | 721 | NR | 5 | Commercial CHP |  | Y | 86-156-001 | N |  | N |  |  | X |  | PacifiCorp | 14354 | UT | 25 |  |  | Questar Gas
57356 | Alabama River Cellulose LLC | 10216 | Alabama River Pulp | 2373 Lena Landegger Hwy.Co. Rd | Perdue Hill | AL | 36470 | Monroe | 31.5825 | -87.4889 | SERC | SOCO | Southern Company Services, Inc. - Trans | Alabama River | 322 | NR | 7 | Industrial CHP |  | N |  | N |  | N |  | N | X |  | Alabama Power Co | 195 | AL | 115 |  |  | Southern Gas Transmission Company & South Alabama Gas
55754 | Boralex Hydro Operations Inc | 10218 | Warrensburg Hydroelectric | 180 Library Avenue | Warrensburg | NY | 12885 | Warren | 43.4833 | -73.7986 | NPCC | NYIS | New York Independent System Operator | Schroon River | 22 | NR | 2 | IPP Non-CHP |  | N |  | Y | 04-18-000,04-18-001,04-18-002,89-12-000,89-12-001,89-12-002 | N |  | N | X |  | Niagara Mohawk Power Corp. | 13573 | NY | 34.5
55754 | Boralex Hydro Operations Inc | 10219 | Middle Falls Hydro | 595 State Route 29 | Middle Falls | NY | 12848 | Washington | 43.0987 | -73.5253 | NPCC | NYIS | New York Independent System Operator | Battenkill River | 22 | NR | 2 | IPP Non-CHP |  | N |  | Y | 90-137-001,90-137-002, 90-137-003,90-137-004, 90-137-005 | N |  | N | X |  | Niagara Mohawk Power Corp. | 13573 | NY | 34.5
55754 | Boralex Hydro Operations Inc | 10220 | Sissonville Hydro | 204 River Road | Potsdam | NY | 13676 | St Lawrence | 44.6856 | -75.0029 | NPCC | NYIS | New York Independent System Operator | Raquette River | 22 | NR | 2 | IPP Non-CHP |  | N |  | Y | 04-19-000,04-19-001, 04-19-002, 90-136-001, 90-136-003 | N |  | N | X |  | Niagara Mohawk Power Corp. | 13573 | NY | 13.8
55754 | Boralex Hydro Operations Inc | 10221 | New York State Dam Hydro | One Kings Canal Highway | Waterford | NY | 12188 | Saratoga | 42.7818 | -73.6961 | NPCC | NYIS | New York Independent System Operator | Mohawk River | 22 | NR | 2 | IPP Non-CHP |  | N |  | Y | 04-16-000, 04-16-001,88-387-001, 90-135-001 | N |  | N | X |  | Niagara Mohawk Power Corp. | 13573 | NY | 34.5
11278 | Lower Tule River Irrgtn Dist | 10222 | Tulare Success Power Project | 29330 Highway 190 | Porterville | CA | 93257 | TULARE | 36.0586 | -118.9241 | WECC | CISO | California Independent System Operator | Lake Success | 22 | NR | 2 | IPP Non-CHP |  | N |  | Y | 93-66-000 | Y | 93-66-000 | N | X |  | Southern California Edison Co | 17609 | CA | 12
109 | Ag Processing Inc | 10223 | AG Processing Inc | 500 N Commercial | Eagle Grove | IA | 50533 | Wright | 42.6659 | -93.9026 | MRO | MISO | Midcontinent Independent Transmission System Operator, Inc.. | Well | 311 | NR | 7 | Industrial CHP |  | Y | 83-190-000 | N |  | N |  | N | X |  | MidAmerican Energy Co | 12341 | IA | 12.6
12311 | Merck & Co Inc | 10224 | Merck Rahway Power Plant | 126 E. Lincoln Ave | Rahway | NJ | 7065 | UNION | 40.6156 | -74.2653 | RFC | PJM | PJM Interconnection, LLC | Municipality | 325 | NR | 7 | Industrial CHP |  | N |  | N |  | N |  | N | X |  | Public Service Elec & Gas Co | 15477 | NJ | 26.4 |  |  | PSE&G Linden New Jersey
50133 | Leaf River Cellulose LLC | 10233 | Leaf River Cellulose LLC | 134 Buck Creek Road | NA | MS | 39462 | Perry | 31.2434 | -89.0456 | SERC | SOCO | Southern Company Services, Inc. - Trans | Leaf River | 322 | NR | 7 | Industrial CHP |  | Y | 93-116-000 | N |  | N |  | N | X |  | South Mississippi El Pwr Assn | 17568 |  | 69 |  |  | SouthCross Enery GP LLC
55965 | Verso Corporation | 10234 | Biron Mill | 621 North Biron Drive | Wisconsin Rapids | WI | 54494 | Wood | 44.43 | -89.78 | MRO | MISO | Midcontinent Independent Transmission System Operator, Inc.. | Wisconsin River | 322122 | NR | 7 | Industrial CHP |  | N |  | N |  | N |  | N | X |  | Consolidated Water Power Co | 4247 | WI | 13.2 |  |  | ANR Pipeline
60023 | EONY Generation Limited | 10237 | Diana Hydroelectric | Mill Street | Harrisville | NY | 13648 | Lewis | 44.1519 | -75.3217 | NPCC | NYIS | New York Independent System Operator | West Branch Oswegatchie River | 22 | NR | 2 | IPP Non-CHP |  | N |  | Y | 82-115-000, 001, 002, 003 | N |  | N | X |  | Niagara Mohawk Power Corp. | 13573 | NY | 13.2
60023 | EONY Generation Limited | 10238 | Dolgeville Hydro | 1 Van Buren Extension | Dolgeville | NY | 13329 | HERKIMER | 43.0906 | -74.767 | NPCC | NYIS | New York Independent System Operator | East Canada Creek | 22 | NR | 2 | IPP Non-CHP |  | N |  | Y | 82-114-000, 001, 003, 004 | N |  | N | X |  | Niagara Mohawk Power Corp. | 13573 | NY | 46
3432 | Ticona Polymers Inc | 10243 | Ticona Polymers Inc | US Route 77 South | Bishop | TX | 78343 | Nueces | 27.5697 | -97.8228 | TRE | ERCO | Electric Reliability Council of Texas, Inc. | Municipality/ Wells | 325211 | NR | 7 | Industrial CHP |  | Y | 88-176-000 | N |  | N |  |  | X |  | AEP Texas Central Company | 3278 | TX | 138 |  |  | North Channel - KinderMorgan South Channel - Enterprise
54880 | P H Glatfelter Company | 10244 | P H Glatfelter Co -Chillicothe Facility | 232 East 8th Street | Chillicothe | OH | 45601 | Ross | 39.3246 | -82.974 | RFC | PJM | PJM Interconnection, LLC | Wells and Surface Water | 322122 | NR | 7 | Industrial CHP |  | Y | 84-483-000 | N |  | N |  | N | X |  | Ohio Power Co | 14006 | OH | 138 |  |  | Columbia Gas of Ohio
56147 | ArcelorMittal Burns Harbor Inc | 10245 | ArcelorMittal Burns Harbor | US Highway 12 | Burns Harbor | IN | 46304 | Porter | 41.635 | -87.1387 | RFC | MISO | Midcontinent Independent Transmission System Operator, Inc.. | Lake Michigan | 3311 | NR | 7 | Industrial CHP |  | N |  | N |  | N |  | N | X |  | Northern Indiana Pub Serv Co | 13756 | IN | 138 |  |  | NIPSCO
23330 | Bay County Board-County Comm | 10250 | Bay County Waste to Energy | 6510 Bay Line Dr | Panama City | FL | 32404 | Bay | 30.2661 | -85.5207 | SERC | SOCO | Southern Company Services, Inc. - Trans | Well | 22 | NR | 2 | IPP Non-CHP |  | N |  | Y | 87-245-001 | N |  | Y | Y | OP | Gulf Power Co | 7801 | FL | 14.6 |  |  | Teco Peoples Gas
55849 | Domtar Paper Co LLC Kingsport Mill | 10252 | Domtar Kingsport Mill | 100 Clinchfield Street | Kingsport | TN | 37660 | Sullivan | 36.5489 | -82.5667 | RFC | PJM | PJM Interconnection, LLC | River Treated Internally | 322 | NR | 7 | Industrial CHP |  | N |  | N |  | N |  | N | X |  | Kingsport Power Co | 10331 | TN | 138 |  |  | Greenville Lateral (GRE_1)
56531 | EIF Haypress LLC | 10253 | Haypress | End of Wild Plum Rd. | Sierra City | CA | 96125 | Sierra | 39.5657 | -120.5817 | WECC | CISO | California Independent System Operator | Haypress & Milton Creeks | 22 | NR | 2 | IPP Non-CHP |  | N |  | Y | 85-233-001 | N |  | N | X |  | Pacific Gas & Electric Co | 14328 | CA | 60
59178 | Brookfield Black Bear Hydro, LLC | 10255 | West Enfield Hydro | Dam Road | West Enfield | ME | 4493 | Penobscot | 45.2497 | -68.6483 | NPCC | ISNE | ISO New England Inc. | Penobscot River | 22 | NR | 2 | IPP Non-CHP |  | N |  | Y | 86-1003-000 | N |  | N | X |  | Emera Maine | 1179 | ME | 46
4980 | Haw River Hydro Co | 10258 | Haw River Hydro | Swepsonville-Saxapahaw Road | Saxapahaw | NC | 27340 | Alamance | 35.9483 | -79.3244 | SERC | DUK | Duke Energy Carolinas | Haw River | 22 | NR | 2 | IPP Non-CHP |  | N |  | N |  | N |  | N | X |  | Duke Energy Carolinas, LLC | 5416 | NC | 12
29925 | Enterprise Products Optg LP | 10261 | Enterprise Products Operating | 10207 FM 1942 | Mont Belvieu | TX | 77580 | Chambers | 29.8247 | -94.9197 | TRE | ERCO | Electric Reliability Council of Texas, Inc. |  | 325 | NR | 7 | Industrial CHP |  | Y | 84-306-000 | N |  | N |  | N | X |  | CenterPoint Energy | 8901 | TX | 138 |  |  | Enterprise Products Operating LLC
2848 | California Institute-Technolgy | 10262 | California Institute of Technology | 1200 S California Blvd | Pasadena | CA | 91125 | Los Angeles | 34.1385 | -118.1256 | WECC | CISO | California Independent System Operator | Municipality | 611 | NR | 5 | Commercial CHP |  | Y | 86-1013-000 | N |  | N |  | N | X |  | City of Pasadena - (CA) | 14534 | CA | 17 |  |  | Southern California Gas Company
3662 | Citrus World Inc | 10275 | Florida's Natural Growers | 20205 Hwy 27 North | Lake Wales | FL | 33859 | Polk | 27.9114 | -81.6006 | FRCC | FPC | Progress Energy Florida |  | 311 | NR | 7 | Industrial CHP |  | N |  | N |  | N |  | N | X |  | Duke Energy Florida, Inc | 6455 | FL | 12.8 |  |  | Florida Gas Transmission
57280 | Eagle Creek RE LLC | 10276 | Clement Dam Hydro LLC | 24 Mill St | Tilton | NH | 3276 | Belknap | 43.4405 | -71.596 | NPCC | ISNE | ISO New England Inc. | Winnipesaukee River | 22 | NR | 2 | IPP Non-CHP |  | N |  | N |  | N |  |  | X |  | Public Service Co of NH | 15472 | NH | 34.5
2048 | Bowersock Mills & Power Co | 10279 | Kansas River Project | 500 South Powerhouse Road | Lawrence | KS | 66044 | Douglas | 38.974 | -95.2351 | SPP | SWPP | Southwest Power Pool | Kansas River | 22 | NR | 2 | IPP Non-CHP |  | N |  | Y | 91-112-000 | N |  | N | X |  | Westar Energy Inc | 22500 | KS | 240
1947 | Bob Jones University | 10280 | Bob Jones University Cogen Plant | 1700 Wade Hampton Boulevard | Greenville | SC | 29614 | GREENVILLE | 34.8718 | -82.366 | SERC | DUK | Duke Energy Carolinas | Municipality | 611 | NR | 5 | Commercial CHP |  | N |  | N |  | N |  | N | X |  | Duke Energy Carolinas, LLC | 5416 | SC | 4.16 |  |  | Piedmont Natural Gas
1678 | Big Creek Water Works Ltd | 10282 | Big Creek Water Works | Hwy 3 at Hayfork @ Hyampom Rd | Hyampom | CA | 96046 | Trinity | 40.6467 | -123.498 | WECC | CISO | California Independent System Operator | Big Creek | 22131 | NR | 4 | Commercial Non-CHP |  | N |  | N |  | N |  |  | X |  | Pacific Gas & Electric Co | 14328 | CA | 60
1528 | Beaver Falls Municipal Auth | 10285 | Townsend Hydro | 1st Ave | New Brighton | PA | 15066 | Beaver | 40.7335 | -80.3148 | RFC | PJM | PJM Interconnection, LLC | Beaver River | 22 | NR | 2 | IPP Non-CHP |  | N |  | Y | QF14-91-000 | N |  | N | X |  | Duquesne Light Co | 5487 | PA | 23
4386 | Cornell Hydro | 10286 | Cornell Hydro | Thurston Ave | Ithaca | NY | 14853 | Tompkins | 42.4519 | -76.4851 | NPCC | NYIS | New York Independent System Operator | Fall Creek | 611 | NR | 4 | Commercial Non-CHP |  | N |  | N |  | N |  | N | X |  | New York State Elec & Gas Corp | 13511 | NY | 2.4
2782 | Terra-Gen Operating Company | 10287 | Beowawe Power | 1000 Power Plant Place | Beowawe | NV | 89821 | Lander | 40.5547 | -116.6175 | WECC | NEVP | Nevada Power Company | Wells | 22 | NR | 2 | IPP Non-CHP |  | N |  | Y | 85-527-000 | N |  |  | X |  | Sierra Pacific Power Co | 17166 | NV | 66
56497 | Big Valley Power (BVP) LLC | 10288 | Big Valley Power LLC | 554 925 Highway 299 East | Bieber | CA | 96009 | Lassen | 41.1325 | -121.1372 | WECC | CISO | California Independent System Operator |  | 321 | NR | 6 | Industrial Non-CHP |  | N |  | N |  | N |  | N | X |  | Pacific Gas & Electric Co | 14328 | CA | 60
2226 | Bridgewater Power Co LP | 10290 | Bridgewater Power LP | Route #3 | Bridgewater | NH | 3217 | Grafton | 43.7155 | -71.6585 | NPCC | ISNE | ISO New England Inc. | Wells | 22 | NR | 2 | IPP Non-CHP |  | N |  | Y | 86-53-000 | N |  |  | X |  | Public Service Co of NH | 15472 | NH | 36
2938 | Calpine King City Cogen LLC | 10294 | King City Power Plant | 750 Metz Rd | King City | CA | 93930 | MONTEREY | 36.225 | -121.1278 | WECC | CISO | California Independent System Operator | Well Water | 22 | NR | 3 | IPP CHP |  | Y | 85-73-001 | N |  | N |  | N | X |  | Pacific Gas & Electric Co | 14328 | CA | 64 |  |  | L310
17627 | South Forks Joint Venture | 10296 | South Forks Hydro | 3431 A. North 3800 East | Hansen | ID | 83334 | Twin Falls | 42.4937 | -114.3102 | WECC | IPCO | Idaho Power Company | Irrigation | 22 | NR | 2 | IPP Non-CHP |  | N |  | Y | 80-8-001; 84-211-000 | N |  |  | X |  | Idaho Power Co | 9191 | ID | 12.46
327 | Air Liquide Large Industries U S LP | 10298 | Bayou Cogen Plant | 11777 Bay Area Blvd | Pasadena | TX | 77507 | Harris | 29.6225 | -95.0458 | TRE | ERCO | Electric Reliability Council of Texas, Inc. | Coastal Water Authority | 325 | NR | 7 | Industrial CHP |  | Y | 83-403-000 | N |  | N |  | N | X |  | CenterPoint Energy | 8901 | TX | 138 |  |  | HPL, Kinder Morgan Tejas, Kinder Morgan Texas, Enterprise GT, Channel
3998 | Desert View Power Inc | 10300 | Desert View Power | 62-300 Gene Welmas Drive | Mecca | CA | 92254 | Riverside | 33.586 | -116.0873 | WECC | IID | Imperial Irrigation District | Wells | 22 | NR | 2 | IPP Non-CHP |  | N |  | Y | 86-856-000 | N |  | N | X |  | Imperial Irrigation District | 9216 | CA | 92 |  |  | SoCalGas SL 41-66
57145 | Louisiana Sugar Refining LLC | 10301 | Louisiana Sugar Refining | 1230 Fifth Ave. | Gramercy | LA | 70052 | St James | 30.0497 | -90.6839 | SERC | MISO | Midcontinent Independent Transmission System Operator, Inc.. | Mississippi River | 311 | NR | 7 | Industrial CHP |  | Y | 85-128-000 | N |  | N |  | N | X |  | Entergy Louisiana LLC | 11241 | LA | 13.8 |  |  | Cypress Gas P/L
13657 | Norfork Southern Corp | 10302 | Juniata Locomotive Shop | 200 N 4th Avenue | Altoona | PA | 16601 | Blair | 40.5333 | -78.3841 | RFC | PJM | PJM Interconnection, LLC | Municipality | 482 | NR | 5 | Commercial CHP |  | Y | 85-361-000 | N |  | N |  | N | X |  | Pennsylvania Electric Co | 14711 | PA | 12 |  |  | Peoples natural gas company
12834 | Dutchess County RRA | 10305 | Dutchess Cnty Resource Recovery Facility | 96 Sand Dock Road | Poughkeepsie | NY | 12601 | DUTCHESS | 41.647 | -73.943 | NPCC | NYIS | New York Independent System Operator | Poughkeepsie Water Supply | 562213 | NR | 5 | Commercial CHP |  | Y | 83-390-000 | Y | 83-390-000 | N |  | N | X |  | Central Hudson Gas & Elec Corp | 3249 | NY | 13.8 |  |  | Combination of Algonquin, Columbia, Iroquois, Milenium and Tennessee Pipelines.
21970 | Northeast Energy Associates LP | 10307 | Bellingham Cogeneration Facility | 92 Depot Street | Bellingham | MA | 2019 | Norfolk | 42.0925 | -71.4833 | NPCC | ISNE | ISO New England Inc. | Plant uses ACC | 22 | NR | 2 | IPP Non-CHP |  | N |  | N |  | N |  |  | X |  | NSTAR Electric Company | 54913 | MA | 345 |  |  | Spectra Energy
22290 | North Jersey Energy Assoc LP | 10308 | Sayreville Cogeneration Facility | 601 Jernee Mill Road | Sayreville | NJ | 8872 | Middlesex | 40.439 | -74.3444 | RFC | PJM | PJM Interconnection, LLC | Municipality | 22 | NR | 2 | IPP Non-CHP |  | N |  | N |  | Y | 03-80-000 | N | X |  | Jersey Central Power & Lt Co | 9726 | NJ | 230 |  |  | Transco Linden Upstream
1182 | BASF Corporation | 10319 | Geismar | 8404 Highway 75 | Geismar | LA | 70734 | Ascension | 30.2 | -91 | SERC | MISO | Midcontinent Independent Transmission System Operator, Inc.. |  | 325 | NR | 7 | Industrial CHP |  | Y | 84-88-000; '98-100-000 | N |  | N |  | N | X |  | Entergy Louisiana LLC | 11241 | LA | 230 |  |  | Acadian Gas, Bridgeline
1182 | BASF Corporation | 10320 | Enka | Sand Hill Rd | Enka | NC | 28728 | Buncombe | 35.5333 | -82.65 | SERC |  |  |  | 325 | NR | 7 | Industrial CHP |  | N |  | N |  | N |  | N | X
6201 | Farmer's Irrigation District | 10323 | Copper Dam Plant | 1900 Copper Dam Road | Hood River | OR | 97031 | Hood River | 45.6652 | -121.5238 | WECC | PACW | PacifiCorp - West | Hood River | 22 | NR | 2 | IPP Non-CHP |  | N |  | Y | 83-400-000 | N |  | N | X |  | PacifiCorp | 14354 | OR | 4.3
6201 | Farmer's Irrigation District | 10324 | Peters Drive Plant | Peters Drive | Hood River | OR | 97031 | Hood River | 45.6676 | -121.5485 | WECC | PACW | PacifiCorp - West | Greenpoint/ Deadpoint/Ditch | 22 | NR | 2 | IPP Non-CHP |  | N |  | N |  | Y | 83-401-000 | N | X |  | PacifiCorp | 14354 | OR | 4.3
6288 | Mink Creek Hydro Entity | 10325 | Mink Creek Hydro | 8600 East Mink Creek Road | Preston | ID | 83263 | Franklin | 42.2608 | -111.6656 | WECC | PACE | PacifiCorp - East | Mink Creek | 22 | NR | 2 | IPP Non-CHP |  | N |  | Y | 8646, QF85-618-000 | N |  | N | X |  | PacifiCorp | 14354 | ID | 4.2
12436 | Michigan State University | 10328 | T B Simon Power Plant | 354 Service Rd. | East Lansing | MI | 48824 | Ingham | 42.7178 | -84.4836 | RFC | MISO | Midcontinent Independent Transmission System Operator, Inc.. | Ground Water | 611 | NR | 5 | Commercial CHP |  | N |  | N |  | N |  | N | X |  | Consumers Energy Co | 4254 | MI | 46 |  |  | Consumers Energy Co
3303 | Florida Power Development | 10333 | Florida Power Development | 10311 Cement Plant Road | Brooksville | FL | 34601 | Hernando | 28.5819 | -82.4311 | FRCC | FPC | Progress Energy Florida | Wells | 22 | NR | 2 | IPP Non-CHP |  | N |  | Y | 82-207-000 | N |  | N | X |  | Duke Energy Florida, Inc | 6455 | FL | 115 |  |  | NA
49846 | Covanta Honolulu Resource Recovery | 10334 | H Power | 91-174 Hanua Street | Kapolei | HI | 96707 | Honolulu | 21.3 | -158.0986 | HICC |  |  | Caprock Well | 562212 | NR | 4 | Commercial Non-CHP | N | N |  | Y | 90-4-000 | N |  | N | X |  | Hawaiian Electric Co Inc | 19547 | HI | 138
194 | Albuquerque City of | 10339 | Southside Water Reclamation Plant | 4210 2nd st SW | Albuquerque | NM | 87105 | Bernalillo | 35.0161 | -106.6697 | WECC | PNM | Public Service Company of New Mexico |  | 22 | NR | 3 | IPP CHP |  | Y | 88-127-000 | N |  | N |  |  | X |  | Public Service Co of NM | 15473 | NM | 15 |  |  | Gas Co of New Mexico
6659 | Foster Wheeler Power Sys Inc | 10342 | Foster Wheeler Martinez | 550 Solano Way | Martinez | CA | 94553 | Contra Costa | 38.0244 | -122.0589 | WECC | CISO | California Independent System Operator | Wells | 22 | NR | 3 | IPP CHP |  | Y | 85-302-000 | N |  | N |  | N | X |  | Pacific Gas & Electric Co | 14328 | CA | 230 |  |  | Pacific Gas & Electric Co
49889 | Mount Carmel Cogen Inc | 10343 | Foster Wheeler Mt Carmel Cogen | Marion Heights Road & Rt 54 | Marion Heights | PA | 17832 | Northumberland | 40.8112 | -76.453 | RFC | PJM | PJM Interconnection, LLC | Consumers Pa Water Co | 22 | NR | 3 | IPP CHP |  | Y | 86-343-000 | N |  | N |  | N | X |  | PPL Electric Utilities Corp | 14715 | PA | 13.8 |  |  | Central Penn Gas Pipeline
8641 | Hillman Power Co | 10346 | Hillman Power LLC | 750 Progress Street | Hillman | MI | 49746 | Montmorency | 45.0688 | -83.8932 | RFC | MISO | Midcontinent Independent Transmission System Operator, Inc.. | Village Of Hillman | 22 | NR | 2 | IPP Non-CHP |  | N |  | Y | 85-664-000 | N |  | N | X |  | ITC Transmission | 56068 | MI | 138 |  |  | Hillman Power Supply Line
59879 | Greenleaf Energy LLC | 10349 | Greenleaf 2 Power Plant | 875 North Walton Ave. | Yuba City | CA | 95993 | Sutter | 39.1365 | -121.6397 | WECC | CISO | California Independent System Operator | Municipality | 22 | NR | 3 | IPP CHP |  | Y | 89-8-000 | N |  | N |  | N | X |  | Pacific Gas & Electric Co | 14328 | CA | 60 |  |  | Pacific Gas & Electric Co
59879 | Greenleaf Energy LLC | 10350 | Greenleaf 1 Power Plant | 5087 South Townshio Road | Yuba City | CA | 95993 | Sutter | 39.0529 | -121.6961 | WECC | CISO | California Independent System Operator | Well | 22 | NR | 3 | IPP CHP |  | Y | 84-146-000 | N |  | N |  | N | X |  | Pacific Gas & Electric Co | 14328 | CA | 115 |  |  | Pacific Gas & Electric Co
57432 | ReEnergy Livermore Falls | 10354 | ReEnergy Livermore Falls | 267 Diamond Road | Livemore Falls | ME | 4254 | Androscoggin | 44.4317 | -70.1619 | NPCC | ISNE | ISO New England Inc. | Androscoggin River | 22 | NR | 2 | IPP Non-CHP |  | N |  | Y | 90-204-000 | N |  | N | X |  | Central Maine Power Co | 3266 | ME | 115
1981 | ReEnergy Ashland LLC | 10356 | ReEnergy Ashland | 63 Realty Road | Ashland | ME | 4732 | Aroostook | 46.6334 | -68.4361 | NPCC | NBSO | New Brunswick System Operator | Big Machis River | 22 | NR | 2 | IPP Non-CHP |  | N |  | Y | 82-129-000 | N |  | Y | N | OP | Emera Maine | 1179 | ME | 69
55919 | Georgia-Pacific Consr Prods LP-Green Bay | 10360 | Green Bay West Mill | 1919 S Broadway | Green Bay | WI | 54304 | Brown | 44.4936 | -88.0303 | MRO | MISO | Midcontinent Independent Transmission System Operator, Inc.. | Lower Fox River | 322 | NR | 7 | Industrial CHP |  | Y | 90-127-002 | N |  | N |  | N | X |  | Wisconsin Public Service Corp | 20860 | WI | 13.8 | 138 |  | Guardian and ANR pipelines supply WPSC distribution system which feeds the mill
7127 | Georgia-Pacific Consr Prods LP-Savannah | 10361 | Savannah River Mill | 437 Old Augusta Road | Rincon | GA | 31326 | Effingham | 32.3313 | -81.2015 | SERC | SOCO | Southern Company Services, Inc. - Trans | Savannah River | 322 | NR | 7 | Industrial CHP |  | Y | 86-608-004 | Y | 93-135-000 | N |  | Y | Y | OP | Georgia Power Co | 7140 | GA | 115 |  |  | Atlanta Gas & Light
6589 | Georgia-Pacific Consr Prods LP-Muskogee | 10362 | Muskogee Mill | 4901 Chandler Road | Muskogee | OK | 74403 | Muskogee | 35.7322 | -95.2939 | SPP | SWPP | Southwest Power Pool | Arkansas River | 322 | NR | 7 | Industrial CHP |  | Y | 08-581-000 | N |  | N |  | Y | Y | OP | Oklahoma Gas & Electric Co | 14063 | OK | 13.2 |  |  | Oklahoma Natural Gas Pipeline
9628 | Hopewell Operating Services LLC | 10377 | James River Genco LLC | 912 East Randolph Rd. | Hopewell | VA | 23860 | HOPEWELL CITY | 37.2939 | -77.2697 | SERC | PJM | PJM Interconnection, LLC | Municipality | 22 | NR | 3 | IPP CHP |  | N |  | N |  | N |  | N | X |  | Virginia Electric & Power Co | 19876 | VA | 230
58209 | CPI USA NC Southport LLC | 10378 | CPI USA NC Southport | 1281 Powerhouse Dr. S.E. | Southport | NC | 28461 | BRUNSWICK | 33.9444 | -78.0118 | SERC | CPLE | Progress Energy Carolinas - EAST | Municipality/Wells | 22 | NR | 3 | IPP CHP |  | Y | 84-145-002; 85-145-002 | N |  | N |  | N | X |  | Duke Energy Progress - (NC) | 3046 | NC | 230
58210 | CPI USA NC Roxboro LLC | 10379 | CPI USA NC Roxboro | 331 Allie Clay Rd. | Roxboro | NC | 27573 | PERSON | 36.435 | -78.9619 | SERC | CPLE | Progress Energy Carolinas - EAST | Municipality | 22 | NR | 2 | IPP Non-CHP |  | Y | 85-147-000 | N |  | N |  | N | X |  | Duke Energy Progress - (NC) | 3046 | NC | 230
59621 | North Carolina Renewable Power | 10380 | Elizabethtown Power LLC | 3100 West Broad Street | Elizabethtown | NC | 28337 | Bladen | 34.6472 | -78.6415 | SERC | CPLE | Progress Energy Carolinas - EAST | WELL WATER | 22 | NR | 3 | IPP CHP |  | Y | 83-316-000 | N |  | N |  | N | X |  | Duke Energy Progress - (NC) | 3046 | NC | 115
54889 | Carlyle/Riverstone Renewable Energy | 10381 | Coastal Carolina Clean Power | 1838 NC 11 & 903 | Kenansville | NC | 28349 | Duplin | 35.0217 | -77.8583 | SERC | CPLE | Progress Energy Carolinas - EAST | Well | 22 | NR | 3 | IPP CHP |  | Y | 83-263-000 | N |  | N |  | N | X |  | Duke Energy Progress - (NC) | 3046 | NC | 115
59593 | NC Renewable Power - Lumberton LLC | 10382 | Lumberton | 1866 Hestertown Road | Lumberton | NC | 28359 | Robeson | 34.59 | -78.9968 | SERC | CPLE | Progress Energy Carolinas - EAST | MUNICIPALITY | 22 | NR | 3 | IPP CHP |  | Y | 83-278-000 | N |  | N |  | N | X |  | Duke Energy Progress - (NC) | 3046 | NC | 115
55739 | Edgecombe Operating Services LLC | 10384 | Edgecombe Genco LLC | 6358 Old Battleboro Rd. 27809 | Battleboro | NC | 27809 | Edgecombe | 36.0373 | -77.7533 | SERC | PJM | PJM Interconnection, LLC | Municipality | 22 | NR | 3 | IPP CHP |  | Y | 89-184 | N |  | N |  | N | X |  | Virginia Electric & Power Co | 19876 | NC | 230
57223 | Sycamore Energy 1 LLC | 10387 | Sycamore Energy 1 | 8514 Mast Blvd. | Santee | CA | 92071 | San Diego | 32.8577 | -117.0288 | WECC | CISO | California Independent System Operator |  | 22 | NR | 2 | IPP Non-CHP |  | N |  | Y | 83-086-000; '86-086-000 | N |  |  | X |  | San Diego Gas & Electric Co | 16609 | CA | 12
25049 | Gas Recovery Systems Inc | 10388 | GRS Newby I | 1804 Dixon Landing Road | San Jose | CA | 95002 | Santa Clara | 37.4567 | -121.9419 | WECC | CISO | California Independent System Operator | San Jose Water Treatment Plant | 22 | NR | 2 | IPP Non-CHP |  | N |  | Y | 83-207-000 | N |  |  | X |  | Pacific Gas & Electric Co | 14328 | CA | 21
25049 | Gas Recovery Systems Inc | 10392 | GRS American Canyon | 725 Eucalyptus Drive | American Canyon | CA | 94589 | Napa | 38.1419 | -122.2439 | WECC | CISO | California Independent System Operator |  | 22 | NR | 2 | IPP Non-CHP |  | N |  | Y | 85-675-000 | N |  |  | X |  | Pacific Gas & Electric Co | 14328 | CA | 12.5
57242 | Coyote Canyon Energy LLC | 10395 | GRS Coyote Canyon | 20662 Newport Coast Drive | Irvine | CA | 92612 | Orange | 33.613 | -117.8219 | WECC | CISO | California Independent System Operator | City Of Irvine | 22 | NR | 2 | IPP Non-CHP |  | N |  | N |  | Y | EG11-56-000 |  | X |  | Southern California Edison Co | 17609 | CA | 66 |  |  | Southern California Gas Company
56165 | ArcelorMittal Indiana Harbor West | 10397 | ArcelorMittal Indiana Harbor West | 3001 Dickey Rd. | East Chicago | IN | 46312 | Lake | 41.6638 | -87.4523 | RFC | MISO | Midcontinent Independent Transmission System Operator, Inc.. | Lake Michigan | 3311 | NR | 7 | Industrial CHP |  | N |  | N |  | N |  | N | X |  | Northern Indiana Pub Serv Co | 13756 | IN | 138 |  |  | NIPSCO Pipeline
9454 | ArcelorMittal Cleveland Inc | 10398 | Arcelormittal Cleveland Inc | 3060 Eggers Road | Cleveland | OH | 44105 | Cuyahoga | 41.4739 | -81.6728 | RFC | PJM | PJM Interconnection, LLC | Cuyahoga River | 3311 | NR | 7 | Industrial CHP |  | N |  | N |  | N |  | N | X |  | Cleveland Electric Illum Co | 3755 | OH | 138 |  |  | Dominion East Ohio Gas
10337 | KES Kingsburg LP | 10405 | Kingsburg Cogen | 11675 Mountian View | Kingsbrurg | CA | 93631 | Fresno | 36.5397 | -119.5794 | WECC | CISO | California Independent System Operator | Process Water | 22 | NR | 3 | IPP CHP |  | N |  | N |  | N |  | N | X |  | Pacific Gas & Electric Co | 14328 | CA | 115 |  |  | SoCal Gas
3692 | Clark University | 10408 | Clark University | 950 Main St | Wocester | MA | 1610 | Worcester | 42.2508 | -71.8226 | NPCC | ISNE | ISO New England Inc. | Municipality | 611 | NR | 5 | Commercial CHP |  | N |  | N |  | N |  | N | X |  | New England Power Company | 13433 |  | 13.8 |  |  | Eversource gas company
11936 | McBryde Sugar Co Ltd | 10412 | Kalaheo Hydro | Opu Road Extension | Kaleheo | HI | 96714 | Kauai | 21.9361 | -159.5286 | HICC |  |  | Alexander Reservoir | 111 | NR | 6 | Industrial Non-CHP |  | N |  | N |  | N |  | N | X |  | Kauai Island Utility Cooperative | 10071 | HI | 12.5
11936 | McBryde Sugar Co Ltd | 10413 | Wainiha Hydro | Powerhouse Road Extension | Hanalei | HI | 96714 | Kauai | 22.1963 | -159.5561 | HICC |  |  | Wainiha River | 111 | NR | 6 | Industrial Non-CHP |  | N |  | N |  | N |  | N | X |  | Kauai Island Utility Cooperative | 10071 | HI | 57
56600 | Ascend Performance Materials LLC | 10416 | Pensacola Florida Plant | 3000 Old Chemstrand Rd | Cantonment | FL | 32533 | Escambia | 30.5958 | -87.2525 | SERC | SOCO | Southern Company Services, Inc. - Trans | Escambia | 325 | NR | 7 | Industrial CHP |  | Y | 80-24-000; 93-33-000 | N |  | N |  | N | X |  | Gulf Power Co | 7801 | FL | 12 |  |  | gulf south pipeline
39878 | Solutia Inc-Indian | 10417 | Indian Orchard Plant 1 | 730 Worcester St | Springfield | MA | 1151 | HAMPDEN | 42.1569 | -72.5242 | NPCC | ISNE | ISO New England Inc. | Municipality | 325211 | NR | 7 | Industrial CHP |  | N |  | N |  | Y | 84-34-000 | N | X |  | Western Massachusetts Electric Company | 20455 | MA | 14.1 |  |  | Columbia Gas
56488 | Ascend Performance Materials | 10418 | Ascend Performance Materials Texas Inc. | FM RD 2917 | Alvin | TX | 77512 | Brazoria | 29.2558 | -95.2103 | TRE | ERCO | Electric Reliability Council of Texas, Inc. | Brazos River | 325 | NR | 7 | Industrial CHP |  | N |  | N |  | N |  | N | X |  | CenterPoint Energy | 8901 | TX | 138 |  |  | Kinder Morgan
5068 | Denver City & County of | 10421 | Dillon Hydro Plant | 858 Old Colorado Hwy #9 | Summit | CO | 80435 | Summit | 39.6208 | -106.0662 | WECC | PSCO | Public Service Company of Colorado | Blue River | 22 | NR | 2 | IPP Non-CHP |  | N |  | Y | 46-10-000 | N |  |  | X |  | Public Service Co of Colorado | 15466 | CO | 25
5068 | Denver City & County of | 10422 | Williams Fork Hydro Plant | 1839 County Rd 3008 | Parshall | CO | 80468 | Grand | 40.035 | -106.2053 | WECC | WACM | Western Area Power Administration - Rocky Mountain Region | Kitchen Creek | 22 | NR | 2 | IPP Non-CHP |  | N |  | Y | 22-04-000 | N |  |  | X |  | Mountain Parks Electric, Inc | 13050 | CO | 25
5068 | Denver City & County of | 10423 | North Fork Hydro Plant | 49548 U.S 285 | Grant | CO | 80448 | Park | 39.4616 | -105.677 | WECC | WACM | Western Area Power Administration - Rocky Mountain Region | North Fork River | 22 | NR | 2 | IPP Non-CHP |  | N |  | N |  | N |  |  | X |  | Intermountain Rural Elec Assn | 9336 | CO | 45
5068 | Denver City & County of | 10424 | Gross Hydro Plant | 3817 Gross Dam Road | Boulder | CO | 80471 | Jefferson | 39.9456 | -105.3565 | WECC | PSCO | Public Service Company of Colorado | Sawmill Gulch | 22 | NR | 2 | IPP Non-CHP |  | N |  | Y | 20-35-000 | N |  |  | X |  | Public Service Co of Colorado | 15466 | CO | 25
54745 | International Paper - Orange | 10425 | International Paper - Orange | 1750 Inland Rd | Orange | TX | 77632 | Orange | 30.2178 | -93.7422 | SERC | MISO | Midcontinent Independent Transmission System Operator, Inc.. | Sabine River | 32213 | NR | 7 | Industrial CHP |  | N |  | N |  | N |  | N | X |  | Entergy Texas Inc. | 55937 | TX | 13.8 |  |  | Enterprise
23632 | Inland Paperboard - Rome Mill | 10426 | Inland Paperboard Packaging Rome | 238 Mays Bridge Rd | Rome | GA | 30165 | Floyd | 34.2528 | -85.3275 | SERC | SOCO | Southern Company Services, Inc. - Trans | Coosa River | 32213 | NR | 7 | Industrial CHP |  | N |  | N |  | N |  | Y | N | OP | Georgia Power Co | 7140 | GA | 14 |  |  | SCANA
22091 | New-Indy Ontario LLC | 10427 | New-Indy Ontario Mill | 5100 Jurupa Street | Ontario | CA | 91761 | San Bernardino | 34.0454 | -117.5402 | WECC | CISO | California Independent System Operator |  | 32213 | NR | 7 | Industrial CHP |  | Y | 90-159-001 | N |  | N |  |  | X |  | Southern California Edison Co | 17609 | CA | 600 |  |  | Southern California Gas Co.
623 | Anheuser-Busch Inc | 10430 | Anheuser-Busch St Louis | One Busch Place | St. Louis | MO | 63118 | St Louis City | 38.5978 | -90.2107 | SERC | MISO | Midcontinent Independent Transmission System Operator, Inc.. | Municipality | 311 | NR | 7 | Industrial CHP |  | N |  | N |  | N |  | N | X |  | Union Electric Co - (MO) | 19436 | MO | 34.5 |  |  | Mississippi River Transmission / Texas Gas Transmission Corp
623 | Anheuser-Busch Inc | 10431 | Anheuser-Busch Jacksonville | 111 Busch Drive | Jacksonville | FL | 32218 | DUVAL | 30.4342 | -81.6454 | FRCC | JEA | JEA | Municipality | 311 | NR | 7 | Industrial CHP |  | N |  | N |  | N |  | N | X |  | JEA | 9617 | FL | 138 |  |  | Florida Gas Transmission Company
9383 | Mosaic Fertilizer LLC | 10434 | Mosaic New Wales Operations | 3095 CR 640 West | Mulberry | FL | 33860 | Polk | 27.8336 | -82.0519 | FRCC | TEC | Tampa Electric Company | Wells | 325311 | NR | 7 | Industrial CHP |  | Y | 84-81-000 | N |  | N |  |  | X |  | Tampa Electric Co | 18454 | FL | 69
49966 | Covanta Camden Energy Recovery Center | 10435 | Camden Resource Recovery Facility | 600 Morgan Blvd. | Camden | NJ | 8104 | Camden | 39.9092 | -75.1169 | RFC | PJM | PJM Interconnection, LLC | Camden Well Water | 22 | NR | 2 | IPP Non-CHP |  | N |  | Y | 86-883-000 | N |  | N | X |  | Public Service Elec & Gas Co | 15477 | NJ | 26 |  |  | Public Service Elec & Gas Co
6091 | Exxon Mobil Refining and Supply Co. | 10436 | ExxonMobil Baytown Refinery | Decker Drive | Baytown | TX | 77520 | HARRIS | 29.7535 | -94.9973 | TRE | ERCO | Electric Reliability Council of Texas, Inc. | San Jacinto River Authority | 324 | NR | 7 | Industrial CHP |  | Y | 89-41-001 | N |  | N |  | N | X |  | CenterPoint Energy | 8901 | TX | 138 |  |  | Houston Pipeline (HPL), Kinder Morgan Texas, Kinder Morgan Tejas
60246 | Sunray Energy 2, LLC | 10437 | Sunray 2 | 35100 Santa Fe Street | Daggett | CA | 92327 | San Bernardino | 34.8634 | -116.8276 | WECC | CISO | California Independent System Operator |  | 22 | NR | 2 | IPP Non-CHP |  | N |  | N |  | N |  |  | X |  | Southern California Edison Co | 17609 | CA | 115 |  |  | PG&E
60247 | Sunray Energy 3 LLC | 10438 | Sunray 3 | 35100 Santa Fe St | Daggett | CA | 92327 | San Bernardino | 34.8634 | -116.8276 | WECC | CISO | California Independent System Operator |  | 22 | NR | 2 | IPP Non-CHP |  | N |  | N |  | N |  |  | X |  | Southern California Edison Co | 17609 | CA | 34.5 |  |  | PG&E
55711 | FPL Energy Operating Services Inc - SEGS | 10439 | SEGS III | 41100 Hwy 395 | Boron | CA | 93516 | San Bernardino | 35.0069 | -117.5558 | WECC | CISO | California Independent System Operator | Avek Water Agency | 22 | NR | 2 | IPP Non-CHP | N | N |  | Y | 86-734-000 | N |  | N | X |  | Southern California Edison Co | 17609 | CA | 115 |  |  | PG&E SEGS feeder
55711 | FPL Energy Operating Services Inc - SEGS | 10440 | SEGS IV | 41100 Hwy 395 | Boron | CA | 93516 | San Bernardino | 35.0122 | -117.5557 | WECC | CISO | California Independent System Operator | Avek Water Agency | 22 | NR | 2 | IPP Non-CHP | N | N |  | Y | 86-736-000 | N |  | N | X |  | Southern California Edison Co | 17609 | CA | 115 |  |  | PG&E SEGS feeder
55711 | FPL Energy Operating Services Inc - SEGS | 10441 | SEGS V | 41100 Hwy 395 | Boron | CA | 93516 | San Bernardino | 35.0195 | -117.5555 | WECC | CISO | California Independent System Operator | Avek Water Agency | 22 | NR | 2 | IPP Non-CHP | N | N |  | Y | 87-402-000 | N |  | N | X |  | Southern California Edison Co | 17609 | CA | 115 |  |  | PG&E SEGS feeder
55711 | FPL Energy Operating Services Inc - SEGS | 10442 | SEGS VI | 41100 Hwy 395 | Boron | CA | 93516 | San Bernardino | 35.021 | -117.5661 | WECC | CISO | California Independent System Operator | Avek Water Agency | 22 | NR | 2 | IPP Non-CHP | N | N |  | Y | 88-33-000 | N |  | N | X |  | Southern California Edison Co | 17609 | CA | 115 |  |  | PG&E SEGS feeder
55711 | FPL Energy Operating Services Inc - SEGS | 10443 | SEGS VII | 41100 Highway 395 | Boron | CA | 93516 | San Bernardino | 35.0148 | -117.5659 | WECC | CISO | California Independent System Operator | Avek Water Agency | 22 | NR | 2 | IPP Non-CHP | N | N |  | Y | 88-34-000 | N |  | N | X |  | Southern California Edison Co | 17609 | CA | 115 |  |  | PG&E SEGS feeder
55711 | FPL Energy Operating Services Inc - SEGS | 10444 | SEGS VIII | 43880 Harper Lake Road | Hinkley | CA | 92347 | San Bernardino | 35.0308 | -117.3563 | WECC | CISO | California Independent System Operator | Ground Water | 22 | NR | 2 | IPP Non-CHP | N | N |  | Y | 88-470-000 | N |  | N | X |  | Southern California Edison Co | 17609 | CA | 220 |  |  | Southwest Gas Harper Lake Line
55711 | FPL Energy Operating Services Inc - SEGS | 10446 | SEGS IX | 43880 Harper Lake Road | Hinkley | CA | 92347 | San Bernardino | 35.033 | -117.338 | WECC | CISO | California Independent System Operator | Ground Water | 22 | NR | 2 | IPP Non-CHP | N | N |  | Y | 88-472-000 | N |  | N | X |  | Southern California Edison Co | 17609 | CA | 220 |  |  | Southwest Gas Harper Lake Line
58149 | Renewable World Energies LLC | 10453 | LAC Courte Oreilles Hydroelect | N5961 Dam Road | Winter | WI | 54896 | Sawyer | 45.8883 | -91.0769 | MRO | MISO | Midcontinent Independent Transmission System Operator, Inc.. | Hydroelectric | 22 | NR | 2 | IPP Non-CHP |  | N |  | Y | 85-519-000 | N |  |  | X |  | Northern States Power Co - Minnesota | 13781 | MN | 23.9
11556 | Brookfield Energy Marketing LP | 10458 | Muck Valley Hydroelectric | NA | NA | CA | 96068 | LASSEN | 40.9764 | -121.2558 | WECC | CISO | California Independent System Operator | Pit River | 22 | NR | 2 | IPP Non-CHP |  | N |  | N |  | Y | 93-12-000, 86-185-000 | N | X |  | Pacific Gas & Electric Co | 14328 | CA | 230
1746 | Black River Generation LLC | 10464 | ReEnergy Black River | Euphrates RV Rd. & Oneida Ave. | Fort Drum | NY | 13602 | Jefferson | 44.0365 | -75.772 | NPCC | NYIS | New York Independent System Operator | Black River | 22 | NR | 2 | IPP Non-CHP |  | N |  | Y | 00-76-0000 | Y | 04-32-000 | N | X |  | Niagara Mohawk Power Corp. | 13573 | NY | 115
55965 | Verso Corporation | 10466 | Wisconsin Rapids Paper Mill | 310 3rd Avenue North | Wisconsin Rapids | WI | 54495 | Wood | 44.3989 | -89.9403 | MRO | MISO | Midcontinent Independent Transmission System Operator, Inc.. | Wisconsin River | 322122 | NR | 7 | Industrial CHP |  | N |  | N |  | N |  | N | X |  | Consolidated Water Power Co | 4247 | WI | 13.8 |  |  | ANR Pipeline
55754 | Boralex Hydro Operations Inc | 10467 | Fourth Branch Hydroelectric Facility | O'Connor Drive | Waterford | NY | 12188 | Saratoga | 42.7876 | -73.6917 | NPCC | NYIS | New York Independent System Operator | Mohawk River | 22 | NR | 2 | IPP Non-CHP |  | N |  | Y | 04-17-000, 04-17-001, 04-17-002, 86-1100-000 | N |  | N | X |  | Niagara Mohawk Power Corp. | 13573 | NY | 34.5
7160 | Geysers Power Co LLC | 10469 | Bear Canyon Power Plant | 10350 Scorates Mine Road | Middletown | CA | 95461 | Lake | 38.763 | -122.6929 | WECC | CISO | California Independent System Operator | Wells | 22 | NR | 2 | IPP Non-CHP |  | N |  | Y | 87-586-002 | N |  |  | X |  | Pacific Gas & Electric Co | 14328 | CA | 230
11217 | Los Angeles County Sanitation | 10471 | Spadra Landfill Gas to Energy | 4125 W Valley Blvd | Walnut | CA | 91789 | Los Angeles | 34.0408 | -117.8217 | WECC | CISO | California Independent System Operator | Municipality | 562212 | NR | 4 | Commercial Non-CHP |  | N |  | Y | 88-545-000 | N |  | N | X |  | Southern California Edison Co | 17609 | CA | 66 |  |  | Southern California Gas Company
11217 | Los Angeles County Sanitation | 10472 | Puente Hills Energy Recovery | 2800 S Workman Mill Road | Whittier | CA | 90601 | Los Angeles | 34.0233 | -118.0241 | WECC | CISO | California Independent System Operator | Municipality | 562212 | NR | 4 | Commercial Non-CHP |  | N |  | Y | 88-544-000; '05-227-000 | N |  | N | X |  | Southern California Edison Co | 17609 | CA | 66 |  |  | Southern California Gas Company
11217 | Los Angeles County Sanitation | 10473 | Palos Verdes Gas to Energy | 25680 Hawthorne Blvd | Rolling Hills Estates | CA | 92704 | Los Angeles | 33.7928 | -118.35 | WECC | CISO | California Independent System Operator | Municipality | 562212 | NR | 4 | Commercial Non-CHP |  | N |  | Y | 88-288-000 | N |  |  | X |  | Southern California Edison Co | 17609 | CA | 66
56150 | ArcelorMittal USA Inc | 10474 | 4 AC Station | 3210 Watling | East Chicago | IN | 46312 | Lake | 41.68 | -87.4264 | RFC |  |  | Lake Michigan | 3311 | NR | 7 | Industrial CHP |  | N |  | N |  | N |  | N | X
56150 | ArcelorMittal USA Inc | 10475 | Expander Turbine | 3210 Watling St. | East Chicago | IN | 46312 | Lake | 41.6836 | -87.4233 | RFC | MISO | Midcontinent Independent Transmission System Operator, Inc.. |  | 3311 | NR | 6 | Industrial Non-CHP |  | N |  | N |  | N |  |  | X |  | Northern Indiana Pub Serv Co | 13756 | IN | 138
55965 | Verso Corporation | 10476 | Whiting Mill | 2627 Whiting Road | Stevens Point | WI | 54481 | Portage | 44.4887 | -89.5728 | MRO | MISO | Midcontinent Independent Transmission System Operator, Inc.. | Wisconsin River | 322122 | NR | 7 | Industrial CHP |  | N |  | N |  | N |  | N | X |  | Consolidated Water Power Co | 4247 | WI | 4.16 |  |  | ANR Pipeline
55965 | Verso Corporation | 10477 | Wisconsin Rapids Pulp Mill | 950 Fourth Avenue North | Wisconsin Rapids | WI | 54495 | Wood | 44.3953 | -89.826 | MRO | MISO | Midcontinent Independent Transmission System Operator, Inc.. | Wisconsin River | 322122 | NR | 7 | Industrial CHP |  | N |  | N |  | N |  | N | X |  | Consolidated Water Power Co | 4247 | WI | 13.8 |  |  | ANR Pipeline
11216 | Los Angeles County | 10478 | Pitchess Cogen Station | 29300 The Old Road | Saugus | CA | 91350 | Los Angeles | 34.4639 | -118.594 | WECC | CISO | California Independent System Operator | Well/Municipality | 92214 | NR | 5 | Commercial CHP |  | Y | 87-293-000 | N |  | N |  | N | X |  | Southern California Edison Co | 17609 | CA | 12.46 |  |  | Line 225
34691 | Ormat Nevada Inc | 10479 | Ples I | 85 Casa Diablo | Mammoth Lakes | CA | 93546 | Mono | 37.6455 | -118.9096 | WECC | CISO | California Independent System Operator | Wells | 22 | NR | 2 | IPP Non-CHP |  | N |  | Y | 86-666-001 | N |  |  | X |  | Southern California Edison Co | 17609 | CA | 33
34691 | Ormat Nevada Inc | 10480 | Mammoth Pacific I | 85 Casa Diablo | Mammoth lakes | CA | 93546 | Mono | 37.6451 | -118.9143 | WECC | CISO | California Independent System Operator | Wells | 22 | NR | 2 | IPP Non-CHP |  | N |  | Y | 83-247-001 | N |  |  | X |  | Southern California Edison Co | 17609 | CA | 33
34691 | Ormat Nevada Inc | 10481 | Mammoth Pacific II | 85 Casa Diablo | Mammoth Lakes | CA | 93546 | Mono | 37.6464 | -118.9092 | WECC | CISO | California Independent System Operator | Wells | 22 | NR | 2 | IPP Non-CHP |  | N |  | Y | 86-392-001 | N |  |  | X |  | Southern California Edison Co | 17609 | CA | 33
1991 | Boise White Paper LLC | 10486 | Boise Cascade International Falls | 400 Second Street | International Falls | MN | 56649 | Koochiching | 48.6067 | -93.4066 | MRO | MISO | Midcontinent Independent Transmission System Operator, Inc.. | Rainy River | 322 | NR | 7 | Industrial CHP |  | N |  | Y | QF03-114-000 | N |  |  | X |  | ALLETE, Inc. | 12647 | MN | 13.8 |  |  | Centra Transmissions Holding Inc
1991 | Boise White Paper LLC | 10487 | International Falls Power | 400 Second Street | International Falls | MN | 56649 | Koochiching | 48.6081 | -93.4043 | MRO | MISO | Midcontinent Independent Transmission System Operator, Inc.. | Rainy River | 322 | NR | 6 | Industrial Non-CHP |  | N |  | Y | QF03-114-000 | N |  | N | X |  | ALLETE, Inc. | 12647 | MN | 13.8
1924 | Boise Packaging & Newsprint LLC | 10488 | DeRidder Mill | 4200 Hwy 190 W. | DeRidder | LA | 70634 | Beauregard | 30.8606 | -93.3756 | SPP | MISO | Midcontinent Independent Transmission System Operator, Inc.. | Well | 322122 | NR | 7 | Industrial CHP |  | Y | 06-78-000 | N |  | N |  | Y | Y | OP | Cleco Power LLC | 3265 | LA | 138 |  |  | Boardwalk Pipeline
57280 | Eagle Creek RE LLC | 10490 | Upper Beaver Falls Project | 9692 NYS Rt.126 | Beaver Falls | NY | 13620 | Lewis | 43.8836 | -75.4281 | NPCC | NYIS | New York Independent System Operator | Beaver River | 22 | NR | 2 | IPP Non-CHP |  | N |  | Y | ER10-3039 | N |  |  | X |  | Niagara Mohawk Power Corp. | 13573 | NY | 23
54784 | NewPage Corporation | 10491 | Mead Rumford Cogen | 35 Hartford St. | Rumford | ME | 4276 | Oxford | 44.5465 | -70.5443 | NPCC | ISNE | ISO New England Inc. | Androscoggin River | 322122 | NR | 7 | Industrial CHP |  | N |  | N |  | N |  | Y | Y | OP | Central Maine Power Co | 3266 | ME | 13.8 |  |  | Portland Natural Gas
50083 | Brookfield Power New England | 10493 | Rumford Falls Hydro Facility | 35 Hartford St. | Rumford | ME | 4276 | Oxford | 44.5486 | -70.6283 | NPCC | ISNE | ISO New England Inc. | Androscoggin River | 22 | NR | 2 | IPP Non-CHP |  | N |  | N |  | N |  |  | X |  | Public Service Co of NH | 15472 | NH | 115
34612 | Sheldon Vermont Hydro Co., Inc. | 10494 | Sheldon Springs Hydroelectric | Heather Lane | Sheldon Springs | VT | 5483 | Franklin | 44.9108 | -72.9736 | NPCC | ISNE | ISO New England Inc. | Mississippi River | 22 | NR | 2 | IPP Non-CHP |  | N |  | Y | 86-219-000 | N |  |  | X |  | Vermont Electric Cooperative, Inc | 19791 | VT | 46
54784 | NewPage Corporation | 10495 | Rumford Cogeneration | 35 Hartford St | Rumford | ME | 4276 | Oxford | 44.5513 | -70.5414 | NPCC | ISNE | ISO New England Inc. | Androscoggin River | 22 | NR | 3 | IPP CHP |  | Y | 86-291-000 | N |  | N |  | Y | Y | SB | Central Maine Power Co | 3266 | ME | 13.8
10203 | Kern River Cogeneration Co | 10496 | Kern River Cogeneration | SW China Grade Loop | Bakersfield | CA | 93380 | Kern | 35.4515 | -118.9849 | WECC | CISO | California Independent System Operator |  | 22 | NR | 3 | IPP CHP |  | Y | 83-423-000 | N |  | N |  |  | X |  | Southern California Edison Co | 17609 | CA | 230 |  |  | Kern River Pipeline
12449 | Mid Set Cogeneration Co | 10501 | Mid-Set Cogeneration | 13705 Shale Rd. | Fellows | CA | 93224 | Kern | 35.1946 | -119.571 | WECC | CISO | California Independent System Operator | Municipality | 22 | NR | 3 | IPP CHP |  | Y | 87-46-001 | N |  | N |  |  | X |  | Pacific Gas & Electric Co | 14328 | CA | 220 |  |  | Mid-set Pipeline Company
55850 | Thermal Energy Development Part LP | 10502 | Thermal Energy Development Part LP | 14800 W Schulte Rd | Tracy | CA | 95377 | San Joaquin | 37.7199 | -121.4887 | WECC | CISO | California Independent System Operator | Well | 22 | NR | 2 | IPP Non-CHP |  | N |  | Y | 85-231-003 | N |  | N | X |  | Pacific Gas & Electric Co | 14328 | CA | 115 |  |  | Pacific Gas & Electric Co
20541 | Wheelabrator Environmental Systems | 10503 | Wheelabrator Hudson Falls | 93 River Street | Hudson Falls | NY | 12839 | Washington | 43.3056 | -73.5914 | NPCC | NYIS | New York Independent System Operator | Hudson River | 22 | NR | 2 | IPP Non-CHP |  | N |  | Y | 86-778-000 | N |  | N | X |  | National Grid Generation, LLC | 26751 |  | 115 |  |  | Hess Energy Marketing LLC
450 | The Amalgamated Sugar Co | 10504 | Amalgamated Sugar Twin Falls | 2320 Orchard Drive East | Twin Falls | ID | 83301 | Twin Falls | 42.5328 | -114.4328 | WECC | IPCO | Idaho Power Company | Rock Creek | 311 | NR | 7 | Industrial CHP |  | Y | 85-304-000 | N |  | N |  | Y | Y | OP | Idaho Power Co | 9191 | ID | 12 |  |  | Intermountain Gas Company
56174 | Finch Paper LLC | 10511 | Finch Paper | 1 Glen Street | Glen Falls | NY | 12801 | Warren | 43.3084 | -73.6376 | NPCC | NYIS | New York Independent System Operator | Hudson River | 322122 | NR | 7 | Industrial CHP |  | Y | 87-045-000 | N |  | N |  | N | X |  | Niagara Mohawk Power Corp. | 13573 | NY | 34.5 |  |  | IDK
16498 | SFR Hydro Cor | 10519 | Milton Hydro | Hydro Plant Road | Milton | NH | 3851 | Strafford | 43.4031 | -70.9865 | NPCC | ISNE | ISO New England Inc. | Salmon Falls River | 22 | NR | 2 | IPP Non-CHP |  | N |  | Y | 86-1062-000 | N |  | N | X |  | Public Service Co of NH | 15472 | NH | 34.5
21581 | Midwest Hydro LLC | 10520 | Dayton Hydro | 1963 North 3103 Road | Ottawa | IL | 61350 | LaSalle | 41.3878 | -88.7897 | SERC | MISO | Midcontinent Independent Transmission System Operator, Inc.. | Fox River | 22 | NR | 2 | IPP Non-CHP |  | N |  | Y | 84-490-000 | N |  |  | X |  | Ameren Illinois Company | 56697 | IL | 34.5
10849 | Wyeth-Averst Lederle | 10521 | Lederle Laboratories | 401 North Middletown Road | Pearl River | NY | 10965 | Rockland | 41.0772 | -74.0181 | NPCC | NYIS | New York Independent System Operator | Wells | 325 | NR | 7 | Industrial CHP |  | Y | 88-459-000 | N |  | N |  | N | X |  | Orange & Rockland Utils Inc | 14154 | NY | 34.5 |  |  | Tennessee Via O&R Utillities
55753 | Essex Hydro Associates LLC | 10523 | Benton Falls Associates | 1215 Clinton Avenue | Benton | ME | 4901 | Kennebec | 44.5802 | -69.5545 | NPCC | ISNE | ISO New England Inc. | Sebasticook | 22 | NR | 2 | IPP Non-CHP |  | N |  | Y | 86-316-002 | N |  |  | X |  | Central Maine Power Co | 3266 | ME | 12.4
3837 | CMS Generation Operating Co II | 10525 | Craven County Wood Energy LP | 201 Executive Parkway | New Bern | NC | 28562 | Craven | 35.1302 | -77.1679 | SERC | CPLE | Progress Energy Carolinas - EAST | Wells and Craven Cty Wtr Dept | 22 | NR | 2 | IPP Non-CHP |  | N |  | N |  | N |  | N | X |  | Duke Energy Carolinas, LLC | 5416 | NC | 230 |  |  | Piedmont Natural Gas
5226 | Dodge Falls Associates LP | 10526 | Dodge Falls Associates | 61 Dodge Falls Road | Bath | NH | 3740 | Grafton | 44.2081 | -72.0581 | NPCC | ISNE | ISO New England Inc. | Connecticut River | 22 | NR | 2 | IPP Non-CHP |  | N |  | Y | 96-21 | N |  | N | X |  | Green Mountain Power Corp | 7601 | VT | 34.5
5914 | Erie Boulevard Hydropower LP | 10530 | Feeder Dam Hydro Plant | 144 Feeder Dam Rd. | S. Glen Falls | NY | 12803 | Saratoga | 43.2899 | -73.6658 | NPCC | NYIS | New York Independent System Operator | Hudson River | 22 | NR | 2 | IPP Non-CHP |  | N |  | N |  | Y | 99-156-000 | N | X |  | National Grid Generation, LLC | 26751 |  | 34.5
5914 | Erie Boulevard Hydropower LP | 10531 | Beebee Island Hydro Plant | 234 Mill Street | Watertown | NY | 13601 | Jefferson | 43.9767 | -75.9072 | NPCC | NYIS | New York Independent System Operator | Black River | 22 | NR | 2 | IPP Non-CHP |  | N |  | N |  | Y | 99-156-000 | N | X |  | National Grid Generation, LLC | 26751 |  | 4.8
7477 | Granger Electric Co | 10532 | Granger Electric Generating Station #2 | 8550 West Grand River | Grand Ledge | MI | 48837 | Clinton | 42.791 | -84.6957 | RFC | MISO | Midcontinent Independent Transmission System Operator, Inc.. |  | 22 | NR | 2 | IPP Non-CHP |  | N |  | Y | 87-211-000 | N |  |  | X |  | Consumers Energy Co | 4254 | MI | 24.9
34688 | CHI Energy Inc | 10538 | Dexter Plant | Locke Street | Dexter | NY | 13634 | Jefferson | 44.004 | -76.0413 | NPCC | NYIS | New York Independent System Operator | Black River | 22 | NR | 2 | IPP Non-CHP |  | N |  | Y | 80-14-000; '80-147-000 | N |  |  | X |  | Niagara Mohawk Power Corp. | 13573 | NY | 2.3
34688 | CHI Energy Inc | 10539 | Theresa Plant | Bridge Street | Theresa | NY | 13694 | Jefferson | 44.2174 | -75.7952 | NPCC | NYIS | New York Independent System Operator | Indian River | 22 | NR | 2 | IPP Non-CHP |  | N |  | N |  | N |  |  | X |  | Niagara Mohawk Power Corp. | 13573 | NY | 24
34688 | CHI Energy Inc | 10540 | Diamond Island Plant | Water Street | Watertown | NY | 13601 | Jefferson | 43.9786 | -75.8861 | NPCC | NYIS | New York Independent System Operator | Black River | 22 | NR | 2 | IPP Non-CHP |  | N |  | N |  | N |  |  | X |  | Niagara Mohawk Power Corp. | 13573 | NY | 24
34688 | CHI Energy Inc | 10544 | Hailesboro 4 Plant | 121 Mill Street | Hailesboro | NY | 13645 | ST Lawrence | 44.3117 | -75.445 | NPCC | NYIS | New York Independent System Operator | Oswegatchie River | 22 | NR | 2 | IPP Non-CHP |  | N |  | N |  | N |  |  | X |  | Niagara Mohawk Power Corp. | 13573 | NY | 23
34688 | CHI Energy Inc | 10545 | Copenhagen Plant | Cataract Street | Copenhagen | NY | 13626 | Lewis | 43.8997 | -75.6603 | NPCC | NYIS | New York Independent System Operator | Deer River | 22 | NR | 2 | IPP Non-CHP |  | N |  | N |  | N |  |  | X |  | Niagara Mohawk Power Corp. | 13573 | NY | 24
34688 | CHI Energy Inc | 10546 | Beaver Valley Patterson Dam | Third Street & The River | Beaver Falls | PA | 15010 | Beaver | 40.7441 | -80.3178 | RFC | PJM | PJM Interconnection, LLC | Beaver River | 22 | NR | 2 | IPP Non-CHP |  | N |  | N |  | N |  |  | X |  | Duquesne Light Co | 5487 | PA | 23
34688 | CHI Energy Inc | 10547 | Pyrites Plant | County Route 21 | Pyrites | NY | 13677 | ST Lawrence | 44.522 | -75.1881 | NPCC | NYIS | New York Independent System Operator | Grasse River | 22 | NR | 2 | IPP Non-CHP |  | N |  | Y | 80-14-000 | N |  |  | X |  | Niagara Mohawk Power Corp. | 13573 | NY | 23
16732 | San Jose State University Fclts Dev &Ops | 10548 | San Jose Cogeneration | 129 South 10th Street | San Jose | CA | 95192 | Santa Clara | 37.3361 | -121.8783 | WECC | CISO | California Independent System Operator | San Jose Water Company | 611 | NR | 5 | Commercial CHP |  | Y | 83-411-000 | N |  | N |  | N | X |  | Pacific Gas & Electric Co | 14328 | CA | 115 |  |  | PG&E
463 | Ameresco LFG I Inc | 10549 | Al Turi | 91 Hartley Road | Goshen | NY | 10924 | Orange | 41.4043 | -74.3767 | NPCC | NYIS | New York Independent System Operator |  | 22 | NR | 2 | IPP Non-CHP |  | N |  | Y | 87-63-000 | N |  | N | X |  | Orange & Rockland Utils Inc | 14154 | NY | 12.5
12594 | Mills Shoals Hydro Co Inc | 10550 | High Shoals Hydro (NC) | River Street Highway 321 | High Shoals | NC | 28077 | Lincoln | 35.3943 | -81.201 | SERC | DUK | Duke Energy Carolinas | S Fork Catawba River | 22 | NR | 2 | IPP Non-CHP |  | N |  | Y | 90-220-000 | N |  |  | X |  | Duke Energy Carolinas, LLC | 5416 | NC | 12.47
4385 | Anderson Power Products | 10553 | Anderson Power Products Division | 13 Pratts Junction Road | Sterling | MA | 1564 | Worcester | 42.4714 | -71.7433 | NPCC | ISNE | ISO New England Inc. | Cooling | 326 | NR | 6 | Industrial Non-CHP |  | N |  | N |  | N |  | N | X |  | Town of Sterling - (MA) | 18087 | MA | 15
6541 | Formosa Plastics Corp | 10554 | Formosa Utility Venture Ltd | 201 Formosa Drive | Point Comfort | TX | 77978 | Calhoun | 28.6917 | -96.5417 | TRE | ERCO | Electric Reliability Council of Texas, Inc. | Lake Texana | 325211 | NR | 7 | Industrial CHP |  | Y | 90-6-002 | N |  | N |  | N | X |  | AEP Texas Central Company | 3278 | TX | 138 |  |  | FHC 16", FHC 14"
2179 | Brassua Hydroelectric LP | 10555 | Brassua Hydroelectric Project | Brassua Dam | Rockwood | ME | 4478 | Somerset | 45.6603 | -69.8122 | NPCC | ISNE | ISO New England Inc. | Moose River | 22 | NR | 2 | IPP Non-CHP |  | N |  | Y | 87-42-000 | N |  |  | X |  | Central Maine Power Co | 3266 | ME | 34.5
2016 | Boott Hydropower Inc | 10556 | Boott Hydropower | 145 Pawtucket Street | Lowell | MA | 1853 | Middlesex | 42.6525 | -71.3224 | NPCC | ISNE | ISO New England Inc. | Merrimack | 22 | NR | 2 | IPP Non-CHP |  | N |  | Y | 84-186-000 | N |  |  | X |  | National Grid Generation, LLC | 26751 |  | 23
15726 | Rayonier Advanced Materials | 10560 | Rayonier Advanced Materials - Jesup Plant | 4470 Savannah Highway | Jesup | GA | 31545 | Wayne | 31.6593 | -81.8439 | SERC | SOCO | Southern Company Services, Inc. - Trans | Wells | 322 | NR | 7 | Industrial CHP |  | N |  | N |  | N |  |  | X |  | Georgia Power Co | 7140 | GA | 115 |  |  | Southern Company
15726 | Rayonier Advanced Materials | 10562 | Fernandina Plant | Foot of Gum Street | Fernandina Beach | FL | 32034 | Nassau | 30.6612 | -81.473 | FRCC | JEA | JEA | Groundwater Wells | 322 | NR | 7 | Industrial CHP |  | N |  | Y | ER12-2601-001 | N |  |  | X |  | JEA | 9617 | FL | 69 |  |  | Southern Natural Gas to Atlanta Natural Gas and Light
14932 | US Operating Services Company | 10566 | Chambers Cogeneration LP | 500 Shell Rd. | Carneys Point | NJ | 8069 | Salem | 39.6935 | -75.4858 | RFC | PJM | PJM Interconnection, LLC | Salem Canal | 22 | NR | 3 | IPP CHP |  | Y | 87-433-000 | N |  | N |  | N | X |  | Atlantic City Electric Co | 963 | NJ | 230
291 | Algonquin Windsor Locks LLC | 10567 | Algonquin Windsor Locks | 26 Canal Bank Rd | Windsor Locks | CT | 6096 | HARTFORD | 41.9227 | -72.6255 | NPCC | ISNE | ISO New England Inc. | Windsor Locks Canal | 22 | NR | 3 | IPP CHP |  | Y | 86-765-000 | N |  | N |  | N | X |  | Connecticut Light & Power Co | 4176 | CT | 115 |  |  | Yankee Gas
914 | Total Petrochemicals USA Inc | 10568 | Port Arthur Texas Refinery | Hwy 366 and 32nd St. | Port Arthur | TX | 77642 | JEFFERSON | 29.9649 | -93.8913 | SERC | MISO | Midcontinent Independent Transmission System Operator, Inc.. | Municipality | 32411 | NR | 7 | Industrial CHP |  | Y | 87-274-002 | N |  | N |  | N | X |  | Entergy Gulf States - LA LLC | 55936 | LA | 230 |  |  | Kinder Morgan, DCP Midstream, HPL
379 | Alon USA LP | 10569 | Big Spring Texas Refinery | Refinery Road & East I-20 | Big Spring | TX | 79720 | Howard | 32.2732 | -101.4224 | TRE | ERCO | Electric Reliability Council of Texas, Inc. | Lake Spence | 32411 | NR | 6 | Industrial Non-CHP |  | N |  | N |  | N |  | N | X |  | Oncor Electric Delivery Company LLC | 44372 | TX | 138 | 138 |  | West Texas Gas
23037 | Errol Hydroelectric Co LLC | 10570 | Errol Hydroelectric Project | 499 Hydro Drive | Errol | NH | 3579 | COOS | 44.7866 | -71.1243 | NPCC | ISNE | ISO New England Inc. | Androscoggin River | 22 | NR | 2 | IPP Non-CHP |  | N |  | Y | 85-659-000 | N |  |  | X |  | Public Service Co of NH | 15472 | NH | 115
2770 | Terra-Gen Operating Co LLC | 10586 | Cameron Ridge LLC | 10315 Oak Creek Road | Mojave | CA | 93501 | Kern | 35.075 | -118.3158 | WECC | CISO | California Independent System Operator |  | 22 | NR | 2 | IPP Non-CHP |  | N |  | Y | 85-348-000; 86-1008-000; 86-492-000; 86-495-000 | N |  |  | X |  | Southern California Edison Co | 17609 | CA | 66.6
135 | Agrilectric Power Partners Ltd | 10593 | Agrilectric Power Partners Ltd | 3063 Hwy. 397 | Lake Charles | LA | 70615 | Calcasieu | 30.2012 | -93.1269 | SERC | MISO | Midcontinent Independent Transmission System Operator, Inc.. | Rainwater | 22 | NR | 2 | IPP Non-CHP |  | N |  | Y | 83-15-000; 949900 | N |  |  | X |  | Entergy Gulf States - LA LLC | 55936 | LA | 69 |  |  | Centerpoint Energy
2770 | Terra-Gen Operating Co LLC | 10597 | Ridgetop Energy LLC | 10315 Oak Creek Road | Mojave | CA | 93501 | Kern | 35.0697 | -118.3167 | WECC | CISO | California Independent System Operator |  | 22 | NR | 2 | IPP Non-CHP |  | N |  | Y | 92-55-000 | N |  |  | X |  | Southern California Edison Co | 17609 | CA | 66.6
60176 | MVUT 27 Owner LLC | 10600 | MVUT | 350 Camino de la Reina | San Diego | CA | 92108 | San Diego | 32.765 | -117.1639 | WECC | CISO | California Independent System Operator |  | 323 | NR | 7 | Industrial CHP |  | N |  | N |  | N |  | N | X |  | San Diego Gas & Electric Co | 16609 | CA | 12 |  |  | San Diego Gas and Electric
2674 | Tesoro Refining & Marketing Company LLC | 10601 | Tesoro Wilmington Calciner | 1175 Carrack Ave, PO BOX 1028 | Wilmington | CA | 90748 | Los Angeles | 33.777 | -118.2282 | WECC | CISO | California Independent System Operator | Municipality | 324 | NR | 7 | Industrial CHP |  | Y | 93-73-002 | N |  | N |  | N | X |  | Southern California Edison Co | 17609 | CA | 66
5670 | Ebensburg Power Co | 10603 | Ebensburg Power | 2840 New Germany Road | Ebensburg | PA | 15931 | Cambria | 40.455 | -78.7472 | RFC | PJM | PJM Interconnection, LLC | Wilmore Dam | 22 | NR | 3 | IPP CHP |  | Y | 86-1074-004 | Y | 86-1074-005 | N |  | N | X |  | Pennsylvania Electric Co | 14711 | PA | 115 |  |  | People's Natural Gas Company
8286 | Hawaiian Commercial and Sugar Company | 10604 | Hawaiian Comm & Sugar Puunene Mill | 1 Hansen Road | Puunene | HI | 96784 | Maui | 20.8675 | -156.454 | HICC |  | Hawaiian Electric Co Inc | Deep Wells | 311 | NR | 7 | Industrial CHP |  | N |  | N |  | N |  | N | X |  | Maui Electric Co Ltd | 11843 | HI | 69
50003 | Brunswick Cellulose LLC | 10605 | Brunswick Cellulose | W 9th Street | Brunswick | GA | 31520 | Glynn | 31.1754 | -81.5216 | SERC | SOCO | Southern Company Services, Inc. - Trans | wells | 322 | NR | 7 | Industrial CHP |  | Y | 86-749-000 | N |  | N |  | Y | Y | OP | Georgia Power Co | 7140 | GA | 13.8 |  |  | SONAT (Pipeline); AGL (LDC)
4580 | Georgia-Pacific LLC | 10606 | Georgia-Pacific Crossett LLC | 100 Suppply Rd | Crossett | AR | 71635 | Ashley | 33.1421 | -91.975 | SERC | MISO | Midcontinent Independent Transmission System Operator, Inc.. | Saline River | 322 | NR | 7 | Industrial CHP |  | Y | 93-137-000 | N |  | N |  | Y | N | OP | Entergy Arkansas Inc | 814 | AR | 13.8 |  |  | Centerpoint Mississippi River Trans Co
56467 | Ampersand Gilman Hydro LP | 10608 | Gilman Mill | 35 Riverside Ave | Gilman | VT | 5904 | Essex | 44.4122 | -71.7228 | NPCC | ISNE | ISO New England Inc. | Connecticut River | 22 | NR | 2 | IPP Non-CHP |  | N |  | N |  | N |  | N | X |  | Green Mountain Power Corp | 7601 | VT | 34.5
7166 | Georgia-Pacific Monticello LLC | 10610 | Georgia-Pacific Monticello Paper | 604 N.A. Sandifer Road | Monticello | MS | 39654 | Lawrence | 31.6285 | -90.0809 | SERC | MISO | Midcontinent Independent Transmission System Operator, Inc.. | Pearl River | 32213 | NR | 7 | Industrial CHP |  | Y | 93-118-000 | N |  | N |  | Y | Y | OP | Southern Pine Elec Power Assn | 17647 | MS | 13.8 |  |  | Southcross Energy
50128 | Georgia-Pacific Consr Ops LLC-Palatka | 10611 | Georgia-Pacific Palatka Operations | County Rd #216, | Palatka | FL | 32177 | Putnam | 29.6807 | -81.6809 | FRCC | FPL | Florida Power & Light Company | St. Johns River | 322 | NR | 7 | Industrial CHP |  | Y | 90-183-000 | Y | 93-135-000 | N |  | Y | N | OP | Florida Power & Light Co | 6452 | FL | 13.8 |  |  | 6" Georgia Pacific Lateral
50129 | Georgia-Pacific Cons Op LLC Port Hudson | 10612 | Georgia-Pacific Port Hudson | 1000 W Mount Pleasant Rd | Zachary | LA | 70791 | East Baton Rouge | 30.6547 | -91.28 | SERC | MISO | Midcontinent Independent Transmission System Operator, Inc.. | Wells | 322122 | NR | 7 | Industrial CHP |  | Y | 07-135-000 | N |  | N |  | N | X |  | Entergy Louisiana LLC | 11241 | LA | 138 |  |  | American Midstream (MIDLA)
5232 | Woodland Pulp LLC | 10613 | Domtar - Woodland Mill | 144 Main Street | Baileyville | ME | 4694 | Washington | 45.1554 | -67.4012 | NPCC | NBSO | New Brunswick System Operator | Treated Surface water | 322122 | NR | 7 | Industrial CHP |  | Y | 93-121-000 | Y | 93-121-000 | N |  | N | X |  | Eastern Maine Electric Coop | 5609 | ME | 13.8 |  |  | Northeast Maritime
58338 | Lakeside Beaver Falls LLC | 10617 | CH Resources Beaver Falls | 9644 Main St | Beaver Falls | NY | 13305 | Lewis | 43.8861 | -75.4342 | NPCC | NYIS | New York Independent System Operator | Beaver River | 22 | NR | 3 | IPP CHP |  | Y | 99-43-000 | N |  | N |  |  | X |  | New York Power Authority | 15296 |  | 230 |  |  | Iroquois Transmission Gas
3085 | Carthage Energy LLC | 10620 | Carthage Energy LLC | 701 West End Ave | Carthage | NY | 13619 | Jefferson | 43.9842 | -75.6225 | NPCC | NYIS | New York Independent System Operator | Black River | 22 | NR | 2 | IPP Non-CHP |  | N |  | N |  | Y | 99-87-000 | N | X |  | Niagara Mohawk Power Corp. | 13573 | NY | 115 |  |  | Iroquois
58337 | Lakeside Syracuse LLC | 10621 | CH Resources Syracuse | 300 Belle Island Road | Solvay | NY | 13209 | Onondaga | 43.0664 | -76.2144 | NPCC | NYIS | New York Independent System Operator | Onondaga CountyWater Authority | 22 | NR | 2 | IPP Non-CHP |  | N |  | N |  | Y | 99-43-000 | N | X |  | Niagara Mohawk Power Corp. | 13573 | NY | 115 |  |  | National Grid Gas
11216 | Los Angeles County | 10623 | Civic Center | 301 N. Broadway | Los Angeles | CA | 90012 | Los Angeles | 34.0564 | -118.2436 | WECC | LDWP | Los Angeles Department of Water and Power | Municipality | 53 | NR | 5 | Commercial CHP |  | Y | 87-312-000 | N |  | N |  | N | X |  | Los Angeles Department of Water & Power | 11208 | CA | 13.8 |  |  | High Pressure gas line 765
55863 | Evergreen Packaging Inc | 10627 | Pine Bluff Mill | 5201 Fair Field Road | Pine Bluff | AR | 71601 | Jefferson | 34.2212 | -91.9074 | SERC | MISO | Midcontinent Independent Transmission System Operator, Inc.. | Wells | 32213 | RE | 7 | Industrial CHP |  | N |  | N |  | N |  | Y | Y | OP | Entergy Arkansas Inc | 814 | AR | 115 |  |  | Enable Gas Transmission LLC and IP Lateral
20541 | Wheelabrator Environmental Systems | 10629 | Wheelabrator Baltimore Refuse | 1801 Annapolis Rd | Baltimore | MD | 21230 | Baltimore City | 39.266 | -76.6297 | RFC | PJM | PJM Interconnection, LLC | Gywnns Falls | 22 | NR | 3 | IPP CHP |  | N |  | Y | 82-97-000 | N |  | N | X |  | Baltimore Gas & Electric Co | 1167 | MD | 34 |  |  | Columbia
49899 | CalEnergy Operating Corporation | 10631 | CE Leathers | 342 W Sinclair Rd | Calipatria | CA | 92233 | Imperial | 33.1779 | -115.565 | WECC | IID | Imperial Irrigation District | Colorado River | 22 | NR | 2 | IPP Non-CHP |  | N |  | Y | 88-543-005 | N |  | N | X |  | Imperial Irrigation District | 9216 | CA | 92
49899 | CalEnergy Operating Corporation | 10632 | Del Ranch Company | 7029 Gentry Road | Calipatria | CA | 92233 | Imperial | 33.1646 | -115.616 | WECC | IID | Imperial Irrigation District | Colorado River | 22 | NR | 2 | IPP Non-CHP |  | N |  | Y | 86-727-000 | N |  | N | X |  | Imperial Irrigation District | 9216 | CA | 92
19091 | GDF Suez NA - Hopewell | 10633 | Hopewell Cogeneration | 1114 Hercules Road | Hopewell | VA | 23860 | Prince George | 37.2917 | -77.2811 | SERC | PJM | PJM Interconnection, LLC | Municipality | 22 | NR | 3 | IPP CHP |  | N |  | N |  | N |  | N | X |  | Virginia Electric & Power Co | 19876 | VA | 230 |  |  | Transco Zone 3 - Columbia Gas Pipeline
49899 | CalEnergy Operating Corporation | 10634 | Elmore Company | 786 W Sinclair Rd. | Calipatria | CA | 92233 | Imperial | 33.1777 | -115.6033 | WECC | IID | Imperial Irrigation District | Colorado River | 22 | NR | 2 | IPP Non-CHP |  | N |  | Y | 86-647-000 | N |  | N | X |  | Imperial Irrigation District | 9216 | CA | 92
59982 | Corona Energy Partners, Ltd | 10635 | Corona Cogen | 1130 W Rincon | Corona | CA | 92880 | Riverside | 33.8827 | -117.5565 | WECC | CISO | California Independent System Operator | Well | 22 | NR | 3 | IPP CHP |  | Y | 86-417-000 | N |  | N |  | N | X |  | Southern California Edison Co | 17609 | CA | 66 |  |  | Southern California Gas Company
56304 | Air Products LLC | 10638 | Pasadena | 1423 Hwy 225 | Pasadena | TX | 77506 | Harris | 29.7172 | -95.1908 | TRE | ERCO | Electric Reliability Council of Texas, Inc. | CWA | 32512 | NR | 7 | Industrial CHP |  | Y | 85-585-000 | N |  | N |  |  | X |  | CenterPoint Energy Houston Electric, LLC | 8901 | TX | 138 |  |  | Multiple lines are available and change based on cost of supply.
991 | Air Products & Chemicals Inc | 10639 | New Orleans | 14700 Intracoastal | New Orleans | LA | 70129 | Orleans | 30 | -90 | SERC | MISO | Midcontinent Independent Transmission System Operator, Inc.. | Well Water | 325188 | NR | 7 | Industrial CHP |  | Y | 84-166-001; '84-116-000 | N |  | N |  |  | X |  | Entergy New Orleans Inc | 13478 | LA | 69
2884 | Cambria CoGen Co | 10641 | Cambria Cogen | 243 Rubisch Road | Ebensburg | PA | 15931 | Cambria | 40.4742 | -78.7014 | RFC | PJM | PJM Interconnection, LLC | Wilmore Reservoir | 22 | NR | 3 | IPP CHP |  | Y | 87-93-001; 87-93-002; 87-93-004 | N |  | N |  | N | X |  | Pennsylvania Electric Co | 14711 | PA | 115 |  |  | Peoples Natural Gas
473 | Covanta Hempstead Company | 10642 | Covanta Hempstead | 600 Merchants Concourse | Westbury | NY | 11590 | Nassau | 40.7389 | -73.5906 | NPCC | NYIS | New York Independent System Operator | Wells And Municipality | 22 | NR | 2 | IPP Non-CHP |  | N |  | Y | 86-124-000 | N |  | N | X |  | Long Island Power Authority | 11171 | NY | 69
542 | Covanta Essex Company | 10643 | Covanta Essex Company | 183 Raymond Blvd | Newark | NJ | 7105 | Essex | 40.7376 | -74.1255 | RFC | PJM | PJM Interconnection, LLC | Air Cooled Condensor | 22 | NR | 2 | IPP Non-CHP |  | N |  | Y | 85-206-000 | N |  | N | X |  | Public Service Elec & Gas Co | 15477 | NJ | 138 |  |  | There is no natural gas connection to the plant.
528 | Covanta Southeastern Connecticut Company | 10646 | Covanta Southeastern Connecticut Company | 132 US Submarine Vet Mem Hwy | Preston | CT | 6365 | New London | 41.475 | -72.0688 | NPCC | ISNE | ISO New England Inc. | Norwich Utilities | 22 | NR | 2 | IPP Non-CHP |  | N |  | Y | 87-447-000 | N |  | N | X |  | Connecticut Light & Power Co | 4176 | CT | 69
56888 | Brea Generation LLC | 10648 | Olinda Landfill Gas Recovery Plant | 1057 E. Imperial Highway #609 | Placentia | CA | 92870 | Orange | 33.9056 | -117.8439 | WECC | CISO | California Independent System Operator | City | 22 | NR | 2 | IPP Non-CHP |  | N |  | Y | 82-12-002 | N |  | N | X |  | Southern California Edison Co | 17609 | CA | 12
59983 | Bear Mountain Limited | 10649 | Bear Mountain Cogen | 7001 Camino Grand Drive | Bakersfield | CA | 93306 | Kern | 35.4192 | -118.9266 | WECC | CISO | California Independent System Operator | Wells | 22 | NR | 3 | IPP CHP |  | N |  | N |  | N |  | N | X |  | Pacific Gas & Electric Co | 14328 | CA | 115 |  |  | Kern River Pipeline
59984 | Badger Creek Limited | 10650 | Badger Creek Cogen | 535 Fano | Bakersfield | CA | 93308 | Kern | 35.4837 | -119.0299 | WECC | CISO | California Independent System Operator | Well | 22 | NR | 3 | IPP CHP |  | N |  | N |  | N |  | N | X |  | Pacific Gas & Electric Co | 14328 | CA | 115 |  |  | Kern River Pipeline
2565 | North American Energy Services | 10652 | Burney Forest Products | 35586-B Highway 299 East | Burney | CA | 96013 | Shasta | 40.8797 | -121.7203 | WECC | CISO | California Independent System Operator | Municipality | 22 | NR | 3 | IPP CHP |  | Y | 88-218-000 | N |  | Y | 95-45-000 | N | X |  | Pacific Gas & Electric Co | 14328 | CA | 230 |  |  | PG&E Backbone
9413 | Iowa Methodist Medical Center | 10655 | Iowa Methodist Medical Center | 1200 Pleasant St | Des Moines | IA | 50309 | POLK | 41.5894 | -93.635 | MRO | MISO | Midcontinent Independent Transmission System Operator, Inc.. |  | 622 | NR | 5 | Commercial CHP |  | Y | 87-061-000 | N |  | N |  | N | X |  | MidAmerican Energy Co | 12341 | IA | 13.2
6789 | French Paper Co | 10656 | French Paper Hydro | 100 French Street | Niles | MI | 49120 | Berrien | 41.8203 | -86.2592 | RFC | PJM | PJM Interconnection, LLC | St Joseph River | 322122 | NR | 6 | Industrial Non-CHP |  | N |  | Y | 80-21-000 | N |  | N | X |  | Indiana Michigan Power Co | 9324 | MI | 34.5
3953 | Collins Pine Co | 10661 | Collins Pine Project | 500 Main Street | Chester | CA | 96020 | PLUMAS | 40.3034 | -121.2444 | WECC | CISO | California Independent System Operator | Chester PUD | 321 | NR | 7 | Industrial CHP |  | Y | 94-101-000 | N |  | N |  | Y | N | OP | Pacific Gas & Electric Co | 14328 | CA | 60
21 | AES Shady Point LLC | 10671 | AES Shady Point LLC | PO Box 1740 | Panama | OK | 74951 | Le Flore | 35.1931 | -94.6458 | SPP | SWPP | Southwest Power Pool | Poteau River | 22 | NR | 3 | IPP CHP |  | Y | 85-11-003 | N |  | N |  | N | X |  | Oklahoma Gas & Electric Co | 14063 | OK | 161 |  |  | Seminole Energy
56730 | Cedar Bay Operating Services LLC | 10672 | Cedar Bay Generating Company LP | 9640 Eastport Road | Jacksonville | FL | 32218 | Duval | 30.4225 | -81.6064 | FRCC | JEA | JEA | Industrial Waste Water | 22 | NR | 3 | IPP CHP |  | Y | 89-126-001 | N |  | Y | 98-78-000 | N | X |  | JEA | 9617 | FL | 138
177 | AES Hawaii Inc | 10673 | AES Hawaii | 91-086 Kaomi Loop | Kapolei | HI | 96707 | Honolulu | 21.3034 | -158.1065 | HICC |  |  | Wells | 22 | NR | 3 | IPP CHP |  | Y | 87-483-001 | N |  | N |  | N | X |  | Hawaiian Electric Co Inc | 19547 | HI | 138
142 | AES Beaver Valley | 10676 | AES Beaver Valley Partners Beaver Valley | 394 Frankfort Rd. | Monaca | PA | 15061 | Beaver | 40.6572 | -80.3539 | RFC | PJM | PJM Interconnection, LLC | Nova Chemical Co (Ohio River) | 22 | NR | 3 | IPP CHP |  | Y | 83-428-003 | N |  | N |  | N | X |  | Duquesne Light Co | 5487 | PA | 138
178 | CES Placerita Inc | 10677 | CES Placerita Power Plant | 20885 Placerita Canyon Road | Santa Clarita | CA | 91321 | Los Angeles | 34.3801 | -118.4999 | WECC | CISO | California Independent System Operator | Underground water well | 22 | NR | 2 | IPP Non-CHP |  | N |  | N |  | Y | 99-231-000 | N | X |  | Southern California Edison Co | 17609 | CA | 66 |  |  | SoCal Gas
35 | AES WR Ltd Partnership | 10678 | AES Warrior Run Cogeneration Facility | 11600 Mexico Farms Rd, S.E. | Cumberland | MD | 21502 | Allegany | 39.5952 | -78.7453 | RFC | PJM | PJM Interconnection, LLC | City Of Cumberland Water Suppl | 22 | NR | 3 | IPP CHP |  | Y | 92-123-000 | N |  | N |  | N | X |  | Potomac Electric Power Co | 15270 | MD | 138
2782 | Terra-Gen Operating Company | 10681 | Dixie Valley Power Partnership | Dixie Valley Rd | Fallon | NV | 89406 | Churchill | 39.9668 | -117.8558 | WECC | NEVP | Nevada Power Company | Wells | 22 | NR | 2 | IPP Non-CHP |  | N |  | Y | 93-148-000 | N |  |  | X |  | Sierra Pacific Power Co | 17166 | NV | 230
55307 | Colorado Energy Management | 10682 | Brush Generation Facility | 1500 S Clayton | Brush | CO | 80723 | MORGAN | 40.2415 | -103.631 | WECC | PSCO | Public Service Company of Colorado | Municipality | 22 | NR | 2 | IPP Non-CHP |  | N |  | N |  | Y | 89-7-001 | N | X |  | Public Service Co of Colorado | 15466 | CO | 115 |  |  | Public Service Company of Colorado; XCEL Energy High Pressure Gas
49968 | Searles Valley Minerals Operations Inc. | 10684 | Argus Cogen Plant | 13200 Main Street | Trona | CA | 93562 | San Bernardino | 35.765 | -117.3833 | WECC | CISO | California Independent System Operator | Wells | 325188 | NR | 7 | Industrial CHP |  | Y | 83-230-000 | N |  | N |  | Y | N | OP | Southern California Edison Co | 17609 | CA | 34 |  |  | PG and E pipeline
49968 | Searles Valley Minerals Operations Inc. | 10685 | Westend Facility | 82090 First Street | Trona | CA | 93562 | San Bernardino | 35.7075 | -117.3956 | WECC | CISO | California Independent System Operator | Wells | 325188 | NR | 7 | Industrial CHP |  | Y | 83-232-000 | N |  | N |  | N | X |  | Southern California Edison Co | 17609 | CA | 34 |  |  | PG and E Incoming Gas Line
12647 | ALLETE, Inc. | 10686 | Rapids Energy Center | 502 Northwest Third Street | Grand Rapids | MN | 55744 | Itasca | 47.2348 | -93.5372 | MRO | MISO | Midcontinent Independent Transmission System Operator, Inc.. | Mississippi River | 22 | RE | 1 | Electric Utility |  | N |  | N |  | N |  | N | X |  | ALLETE, Inc. | 12647 | MN | 115 |  |  | Great Lakes Gas Transmission Company
34688 | CHI Energy Inc | 10687 | Black River Hydro Associates | Kelpytown Road | Port Layden | NY | 13433 | Lewis | 43.5912 | -75.3442 | NPCC | NYIS | New York Independent System Operator | Black River | 22 | NR | 2 | IPP Non-CHP |  | N |  | Y | 85-49-000 | N |  |  | X |  | Niagara Mohawk Power Corp. | 13573 | NY | 24
6088 | Exxon Mobil Corp | 10690 | ExxonMobil Baton Rouge Turbine Generator | Scenic Highway | Baton Rouge | LA | 70821 | EAST BATON ROUGE | 30.4897 | -91.1872 | SERC | MISO | Midcontinent Independent Transmission System Operator, Inc.. | Wellwater | 325 | NR | 7 | Industrial CHP |  | Y | 90-93-000 | N |  | N |  | N | X |  | Entergy Gulf States - LA LLC | 55936 | LA | 230 |  |  | Cypress, Acadian and Mid-Louisiana Pipelines
6091 | Exxon Mobil Refining and Supply Co. | 10692 | ExxonMobil Baytown Turbine | 3525 Decker Drive | Baytown | TX | 77522 | Harris | 29.7591 | -95.0096 | TRE | ERCO | Electric Reliability Council of Texas, Inc. | San Jacinto River Authority | 32512 | NR | 7 | Industrial CHP |  | Y | 89-41-000 | N |  | N |  | N | X |  | CenterPoint Energy | 8901 | TX | 138 |  |  | Houston Pipeline (HPL), Kinder Morgan Texas, Kinder Morgan Tejas.
11704 | Maryland Environmental Service | 10693 | Eastern Correctional Institute | 30420 Revells Neck Road | Westover | MD | 21890 | Somerset | 38.159 | -75.704 | RFC | PJM | PJM Interconnection, LLC | Effluent/well | 92214 | NR | 5 | Commercial CHP |  | Y | 86-653-000 | Y | 86-653-000 | N |  | N | X |  | Delmarva Power | 5027 | MD | 25 |  |  | No area gas line available
49911 | Swift River Hydro Operations Co., Inc | 10694 | Pepperell Hydro Power Plant | 35 Groton | Pepperell | MA | 1463 | Middlesex | 42.6689 | -71.5756 | NPCC | ISNE | ISO New England Inc. | Nashua River | 322122 | NR | 6 | Industrial Non-CHP |  | N |  | Y | P-12721-001 | N |  | N | X |  | Massachusetts Electric Co | 11804 | MA | 690
59867 | Hood Container of Louisiana, LLC | 10697 | St Francisville Mill | 2105 HY 964 | Francisville | LA | 70775 | West Feliciana | 30.7108 | -91.3236 | SPP | MISO | Midcontinent Independent Transmission System Operator, Inc.. | Mississippi River | 322122 | NR | 7 | Industrial CHP |  | Y | 91-209-000; 85-643-002 | N |  | N |  | Y | Y | OP | Entergy Louisiana LLC | 11241 | LA | 138 |  |  | American Midstream; Mid-Louisiana; Texas Eastern Transmission - East Louisiana
7475 | Graphic Packaging Corp | 10698 | Graphic Packaging | 1500 N Pitcher Street | Kalamazoo | MI | 49007 | Kalamazoo | 42.3068 | -85.579 | RFC | MISO | Midcontinent Independent Transmission System Operator, Inc.. | Kalamazoo River | 32213 | NR | 7 | Industrial CHP |  | N |  | N |  | N |  | N | X |  | Consumers Energy Co | 4254 | MI | 46 |  |  | Consumers Energy
7136 | Georgia-Pacific Consr Prods LP-Naheola | 10699 | Georgia-Pacific Consr Prods LP-Naheola | 7530 Highway 114 | Pennington | AL | 36916 | Choctaw | 32.2268 | -88.0252 | SERC | SOCO | Southern Company Services, Inc. - Trans | Tombigbee River | 322 | NR | 7 | Industrial CHP |  | Y | 90-215-000 | N |  | N |  | Y | N | OP | Alabama Power Co | 195 | AL | 13.8 |  |  | Williams Pipeline Southern Natural Pipeline
56448 | Red Shield Acquisition LLC | 10700 | Red Shield Envir Old Town Facility | 24 Portland Street | Old Town | ME | 4468 | Penobscot | 44.9181 | -68.6355 | NPCC | ISNE | ISO New England Inc. | Penobscot River | 322 | NR | 7 | Industrial CHP |  | N |  | Y | 08-728-000 | N |  | N | X |  | Emera Maine | 1179 | ME | 46 |  |  | MME - Veazie Lateral, Bangor Natural Gas LDC
17725 | Snow Mountain Hydro LLC | 10706 | Burney Creek | Hwy 299 and Tamarack | Burney | CA | 96013 | Shasta | 40.8579 | -121.7225 | WECC | CISO | California Independent System Operator | Snowmelt | 22 | NR | 2 | IPP Non-CHP |  | N |  | Y | 89-319-001 | N |  |  | X |  | Pacific Gas & Electric Co | 14328 | CA | 12.46
17725 | Snow Mountain Hydro LLC | 10707 | Cove Hydroelectric | Hwy 299 and Cove Road | Burney | CA | 96001 | Shasta | 40.8713 | -121.9487 | WECC | CISO | California Independent System Operator | Snowmelt | 22 | NR | 2 | IPP Non-CHP |  | N |  | Y | 89-322-001 | N |  |  | X |  | Pacific Gas & Electric Co | 14328 | CA | 13.7
17725 | Snow Mountain Hydro LLC | 10708 | Lost Creek I | Hwy 89 and Wilcock Road | Burney | CA | 96016 | Shasta | 40.7576 | -121.4145 | WECC | CISO | California Independent System Operator | Snowmelt | 22 | NR | 2 | IPP Non-CHP |  | N |  | Y | 89-320-001 | N |  |  | X |  | Pacific Gas & Electric Co | 14328 | CA | 12.46
17725 | Snow Mountain Hydro LLC | 10709 | Ponderosa Bailey Creek | Ponderosa Way and Rock Creek R | Manton | CA | 96059 | TEHAMA | 40.4579 | -121.8427 | WECC | CISO | California Independent System Operator | Snowmelt | 22 | NR | 2 | IPP Non-CHP |  | N |  | Y | 89-321-001 | N |  |  | X |  | Pacific Gas & Electric Co | 14328 | CA | 12.46
16630 | San Gorgonio Farms Inc | 10718 | Karen Avenue Wind Farm | 17550 Karen Ave. | North Palm Springs | CA | 92258 | RIVERSIDE | 33.9219 | -116.5622 | WECC | CISO | California Independent System Operator |  | 22 | NR | 2 | IPP Non-CHP | X | N |  | Y | 85-121-000 | N |  | N | X |  | Southern California Edison Co | 17609 | CA | 34.5
9948 | Kyocera America Inc | 10720 | Kyocera America Project | 8611 Balboa Ave | San Diego | CA | 92123 | San Diego | 32.8197 | -117.1405 | WECC | CISO | California Independent System Operator |  | 334 | NR | 7 | Industrial CHP |  | Y | QF13-78-000, QF13-78-001 | N |  | N |  | N | X |  | San Diego Gas & Electric Co | 16609 | CA | 12 |  |  | San Diego Gas and Electric
16909 | Selkirk Cogen Partners LP | 10725 | Selkirk Cogen | 24 Power Park Drive | Selkirk | NY | 12158 | Albany | 42.5744 | -73.8592 | NPCC | NYIS | New York Independent System Operator | Municipality | 22 | NR | 3 | IPP CHP |  | Y | 89-274-000 | N |  | Y | 94-95-000 | N | X |  | Niagara Mohawk Power Corp. | 13573 | NY | 115 |  |  | Tennessee Gas Pipeline
11741 | Masspower | 10726 | Masspower | 750 Worcester Street | Indian Orchard | MA | 1151 | Hampden | 42.1575 | -72.5225 | NPCC | ISNE | ISO New England Inc. | Municipality | 22 | NR | 3 | IPP CHP |  | N |  | N |  | Y | 98-79-000 |  | X |  | Western Massachusetts Electric Company | 20455 | MA | 115 |  |  | Columbia Gas Pipeline
56838 | KEI (Maine) Power Management (III) LLC | 10728 | Barker Lower | 119 Mill Street | Auburn | ME | 4210 | Androscoggin | 44.0867 | -70.2297 | NPCC | ISNE | ISO New England Inc. | Little Androscoggin | 22 | NR | 2 | IPP Non-CHP |  | N |  | Y | 89-231-001 | N |  | N | X |  | Central Maine Power Co | 3266 | ME | 12
3103 | Cargill Inc | 10729 | Cargill Corn Wet Milling Plant | 2330 Buoy Street | Memphis | TN | 38113 | Shelby | 35.0821 | -90.1348 | SERC | TVA | Tennessee Valley Authority | City Water | 311 | NR | 7 | Industrial CHP |  | Y | 82-153-000 | N |  | N |  | N | X |  | City of Memphis - (TN) | 12293 | TN | 400 |  |  | Texas Gas Pipeline
20323 | Wellhead Services Inc | 10733 | Santa Maria Cogen Plant | 802 S. Hanson Way | Santa Maria | CA | 93458 | Santa Barbara | 34.9443 | -120.4579 | WECC | CISO | California Independent System Operator | Wells | 22 | NR | 3 | IPP CHP |  | Y | 85-644-000 | N |  | Y | 95-11-000 | N | X |  | Pacific Gas & Electric Co | 14328 | CA | 115 |  |  | Southern Cal
6830 | Fulcrum Inc | 10735 | Barber Dam | 5455 Warm Springs Ave | Boise | ID | 83712 | Ada | 43.561 | -116.1213 | WECC | IPCO | Idaho Power Company | Boise River | 22 | NR | 2 | IPP Non-CHP |  | N |  | Y | 01-29-000 | N |  |  | X |  | Idaho Power Co | 9191 | ID | 34.5
8353 | Sprague Hydro LLC | 10737 | Sprague Hydro | Outside of Bly, Oregon | Bly | OR | 97622 | Klamath | 42.5014 | -120.9894 | WECC | PACW | PacifiCorp - West | North Fork Sprague River | 22 | NR | 2 | IPP Non-CHP |  | N |  | Y | 86-553-000 | N |  |  | X |  | PacifiCorp | 14354 | OR | 12
8696 | Hoge Lumber Co | 10739 | Hoge Lumber | 701 South Main Street | New Knoxville | OH | 45871 | Auglaize | 40.4885 | -84.3183 | RFC | PJM | PJM Interconnection, LLC | Wells | 321 | NR | 6 | Industrial Non-CHP |  | N |  | N |  | N |  | N | X |  | Village of New Knoxville - (OH) | 13464 | OH | 13.5
11495 | Magic Reservoir Hydroelec Inc | 10740 | Magic Dam Hydroelectric Project | 100 Magic Dam Road | Shoshone | ID | 83352 | Blaine | 43.2547 | -114.3569 | WECC | IPCO | Idaho Power Company | Big Wood River | 22 | NR | 2 | IPP Non-CHP |  | N |  | Y | 87-317-000 | N |  | N | X |  | Idaho Power Co | 9191 | ID | 138
3775 | Clear Lake Cogeneration LP | 10741 | Clear Lake Cogeneration Ltd | 9602 Bayport | Pasadena | TX | 77507 | Harris | 29.6255 | -95.067 | TRE | ERCO | Electric Reliability Council of Texas, Inc. | Municipality | 22 | NR | 3 | IPP CHP |  | Y | 83-205-005 | N |  | N |  | N | X |  | CenterPoint Energy | 8901 | TX | 138 |  |  | HPL & Kinder Morgan
12949 | Morgantown Energy Associates | 10743 | Morgantown Energy Facility | 555 Beechurst Avenue | Morgantown | WV | 26505 | Monongalia | 39.6397 | -79.9606 | RFC | PJM | PJM Interconnection, LLC | Monongahela River | 22 | NR | 3 | IPP CHP |  | Y | 89-25-000; 89-25-001; 93-157-000 | N |  | N |  | N | X |  | Monongahela Power Co | 12796 | WV | 138 |  |  | Dominion Hope Gas Co (WV)
12492 | Midland Cogeneration Venture | 10745 | Midland Cogeneration Venture | 100 Progress Place | Midland | MI | 48640 | Midland | 43.5861 | -84.2242 | RFC | MISO | Midcontinent Independent Transmission System Operator, Inc.. | Tittabawasse River | 22 | NR | 3 | IPP CHP |  | Y | 87-237-001, 87-237-018 | N |  | N |  | N | X |  | Michigan Electric Transmission Company | 56163 | MI | 345 |  |  | Line 8100 Summerton VS to MCV: Utility Technologies International Corporation
570 | Covanta Delaware Valley LP | 10746 | Covanta Delaware Valley | 10 Highland Avenue | Chester | PA | 19013 | Delaware | 39.8265 | -75.3882 | RFC | PJM | PJM Interconnection, LLC | Municipality | 22 | NR | 2 | IPP Non-CHP |  | N |  | Y | 87-492-001 | N |  |  | X |  | PECO Energy Co | 14940 | PA | 230 |  |  | Peco Gas
12869 | Monterey Regional Waste Mgmt | 10748 | Marina Landfill Gas | 14201 Del Monte Blvd | Marina | CA | 93933 | Monterey | 36.7131 | -121.7686 | WECC | CISO | California Independent System Operator |  | 562212 | NR | 4 | Commercial Non-CHP |  | N |  | Y | 02-93-000 | N |  | N | X |  | Pacific Gas & Electric Co | 14328 | CA | 21
56516 | Morris Energy Operations Company, LLC | 10751 | Camden Plant Holding LLC | 570 Chelton Ave | Camden | NJ | 8104 | Camden | 39.9175 | -75.1192 | RFC | PJM | PJM Interconnection, LLC | Municipality | 22 | NR | 2 | IPP Non-CHP |  | N |  | N |  | Y | 01-308 | N | X |  | Public Service Elec & Gas Co | 15477 | NJ | 230 |  |  | Transco Z6 Non NY
10575 | Lachute Hydro Co Inc | 10752 | Lachute Hydro Lower | Elk Drive | Ticonderoga | NY | 12883 | Essex | 43.849 | -73.4207 | NPCC | NYIS | New York Independent System Operator | Lachute River | 22 | NR | 2 | IPP Non-CHP |  | N |  | Y | 88-172-000 | N |  |  | X |  | Niagara Mohawk Power Corp. | 13573 | NY | 115
10575 | Lachute Hydro Co Inc | 10753 | Lachute Hydro Upper | 141 Montcalm | Ticonderoga | NY | 12883 | Essex | 43.8439 | -73.4312 | NPCC | NYIS | New York Independent System Operator | Lachute River | 22 | NR | 2 | IPP Non-CHP |  | N |  | Y | 88-171-000 | N |  |  | X |  | Niagara Mohawk Power Corp. | 13573 | NY | 115
30151 | Tri-State G & T Assn, Inc | 10755 | Rifle Generating Station | 56 B County Road 352 | Rifle | CO | 81650 | Garfield | 39.5173 | -107.7299 | WECC | PSCO | Public Service Company of Colorado | City of Rifle | 22 | RE | 1 | Electric Utility |  | N |  | N |  | N |  | N | X |  | Public Service Co of Colorado | 15466 | CO | 230 |  |  | Questar Pipeline
49899 | CalEnergy Operating Corporation | 10759 | Salton Sea Power Gen Co - Unit 3 | 6922 Crummer Rd. | Calipatria | CA | 92233 | Imperial | 33.1582 | -115.6387 | WECC | IID | Imperial Irrigation District | Colorado | 22 | NR | 2 | IPP Non-CHP |  | N |  | Y | 86-1043-00 | N |  | N | X |  | Imperial Irrigation District | 9216 | CA | 92
13407 | Nevada Power Co | 10761 | Las Vegas Generating Station | 1701 E Alexander RD | North Las Vegas | NV | 89030 | Clark | 36.2319 | -115.1222 | WECC | NEVP | Nevada Power Company | City of North Las Vegas | 22 | RE | 1 | Electric Utility |  | N |  | N |  | Y | 08-333 | N | X |  | Nevada Power Co | 13407 | NV | 138 |  |  | Southwest Gas Pecos Tap
34691 | Ormat Nevada Inc | 10763 | Geo East Mesa III | 3300 East Evan Hewes Highway | Holtville | CA | 92250 | Imperial | 32.7757 | -115.2637 | WECC | IID | Imperial Irrigation District | Imperial Irrigation Water Dist | 22 | NR | 2 | IPP Non-CHP |  | N |  | Y | 88-202-009, 88-203-009 | N |  |  | X |  | Imperial Irrigation District | 9216 | CA | 92
56120 | Blue Lake Power LLC | 10764 | Blue Lake Power LLC | 200 Taylor Way, P.O. Box 1158 | Blue Lake | CA | 95525 | Humboldt | 40.8786 | -123.9942 | WECC | CISO | California Independent System Operator | City Water | 22 | NR | 2 | IPP Non-CHP |  | N |  | Y | 84-121-000, 001, 002 | N |  | N | X |  | Pacific Gas & Electric Co | 14328 | CA | 60 |  |  | N/A
56402 | Covanta Maine LLC | 10765 | Indeck Jonesboro Energy Center | Route 1A | Jonesboro | ME | 4648 | Washington | 44.6781 | -67.5477 | NPCC | ISNE | ISO New England Inc. | Well | 22 | NR | 2 | IPP Non-CHP |  | N |  | Y | 85-335-000, 001, 002, 003, 004 | Y | 04-66-000 |  | X |  | Emera Maine | 1179 | ME | 34.5
56402 | Covanta Maine LLC | 10766 | Indeck West Enfield Energy Center | Route 2 | West Enfield | ME | 4493 | Penobscot | 45.2537 | -68.6279 | NPCC | ISNE | ISO New England Inc. | Penobscot River | 22 | NR | 2 | IPP Non-CHP |  | N |  | Y | 85-334-000, 001, 002, 003, 004 | Y | 04-66-000 |  | X | OP | Emera Maine | 1179 | ME | 115
15986 | Rio Bravo Fresno | 10767 | Rio Bravo Fresno | 3350 So. Willow | Fresno | CA | 93725 | Fresno | 36.6889 | -119.7232 | WECC | CISO | California Independent System Operator | Municipality | 22 | NR | 2 | IPP Non-CHP |  | N |  | Y | 86-372-004 | N |  | N | X |  | Pacific Gas & Electric Co | 14328 | CA | 115 |  |  | 138-D operated by PG&E
16061 | Rio Bravo Jasmin | 10768 | Rio Bravo Jasmin | 11258 Porterville Hwy. | Bakersfield | CA | 93308 | Kern | 35.7415 | -119.0512 | WECC | CISO | California Independent System Operator | Municipality | 22 | NR | 3 | IPP CHP |  | Y | 86-149-007 | N |  | N |  | N | X |  | Southern California Edison Co | 17609 | CA | 66 |  |  | PG&E
19876 | Virginia Electric & Power Co | 10771 | Hopewell Power Station | 107 Terminal Street | Hopewell | VA | 23860 | Hopewell City | 37.2978 | -77.283 | SERC | PJM | PJM Interconnection, LLC | municipality | 22 | RE | 1 | Electric Utility |  | N |  | N |  | N |  | N | X |  | Virginia Electric & Power Co | 19876 | VA | 230 |  |  | Columbia Gas Transmission
16077 | Rio Bravo Rocklin | 10772 | Rio Bravo Rocklin | 3100 Thunder Valley Court | Lincoln | CA | 95648 | Placer | 38.8319 | -121.3137 | WECC | CISO | California Independent System Operator | Municipality | 22 | NR | 2 | IPP Non-CHP |  | N |  | Y | 86-373-001 | N |  | N | X |  | Pacific Gas & Electric Co | 14328 | CA | 115 |  |  | PG&E
19876 | Virginia Electric & Power Co | 10773 | Altavista Power Station | 104 Wood Lane | Altavista | VA | 24517 | Campbell | 37.1187 | -79.2736 | SERC | PJM | PJM Interconnection, LLC | Staunton River | 22 | RE | 1 | Electric Utility |  | N |  | N |  | N |  | N | X |  | Virginia Electric & Power Co | 19876 | VA | 115 |  |  | Transco
19876 | Virginia Electric & Power Co | 10774 | Southampton Power Station | 30134 General Thomas Highway | Franklin | VA | 23851 | Southampton | 36.6525 | -76.9953 | SERC | PJM | PJM Interconnection, LLC | Wells | 22 | RE | 1 | Electric Utility |  | N |  | N |  | N |  | N | X |  | Virginia Electric & Power Co | 19876 | VA | 115
5533 | EF Oxnard, LLC | 10776 | E F Oxnard Energy Facility | 550 Diaz Ave | Oxnard | CA | 93030 | Ventura | 34.1958 | -119.1664 | WECC | CISO | California Independent System Operator | Well | 22 | NR | 3 | IPP CHP |  | Y | 86-968-002 | N |  | Y | 01-205-000 | N | X |  | Southern California Edison Co | 17609 | CA | 66 |  |  | SOCAL Gas utility
56866 | HL Power Company | 10777 | HL Power | 735-025 Wendel Road | Wendel | CA | 96136 | Lassen | 40.3683 | -120.2648 | WECC | CISO | California Independent System Operator | Wells | 22 | NR | 2 | IPP Non-CHP |  | N |  | Y | 88-189-000 | N |  |  | X |  | Lassen Municipal Utility District | 10724 | CA | 60 |  |  | Tuscarora Gas Transmission Company
10363 | Koyle Hydro Inc | 10781 | Koyle Ranch Hydroelectric Project | 1745 So. 1500 E. | Gooding | ID | 83330 | Gooding | 42.9457 | -114.7957 | WECC | IPCO | Idaho Power Company | Big/ Little Wood Rivers | 22 | NR | 2 | IPP Non-CHP |  | N |  | N |  | N |  | N | X |  | Idaho Power Co | 9191 | ID | 2.3
4217 | Colstrip Energy LP | 10784 | Colstrip Energy LP | 18 Snider Subdivision Road | Colstrip | MT | 59323 | Rosebud | 45.9752 | -106.6547 | WECC | NWMT | NorthWestern Energy (NWMT) |  | 22 | NR | 2 | IPP Non-CHP |  | N |  | Y | 84-377-014 | N |  | Y | N | OP | NorthWestern Energy LLC - (MT) | 12825 | MT | 115
782 | Aquenergy Systems Inc | 10787 | Piedmont Hydro Power Project | Highway 86 | Piedmont | SC | 29673 | Greenville | 34.702 | -82.4621 | SERC | DUK | Duke Energy Carolinas | Saluda River | 22 | NR | 2 | IPP Non-CHP |  | N |  | Y | 83-362-000 | N |  |  | X |  | Duke Energy Carolinas, LLC | 5416 | SC | 12.47
57160 | DuPont Sabine River Works | 10789 | Sabine River Works | F M 1006 | Orange | TX | 77631 | Orange | 30.0552 | -93.7579 | SERC | MISO | Midcontinent Independent Transmission System Operator, Inc.. | Sabine River Authority | 325211 | NR | 7 | Industrial CHP |  | Y | 85-59-000; 87-223-000 | N |  | N |  | N | X |  | Entergy Texas Inc. | 55937 | TX | 138 |  |  | Tejas; Channel; Kinder Morgan Texas
50006 | Invista | 10790 | Victoria Texas Plant | 2695 Old Bloomington Rd North | Victoria | TX | 77905 | Victoria | 28.6751 | -96.956 | TRE | ERCO | Electric Reliability Council of Texas, Inc. | Guadalupe River | 325211 | NR | 7 | Industrial CHP |  | Y | 85-60-000 | N |  | N |  | N | X |  | AEP Texas Central Company | 3278 | TX | 138 |  |  | Transco Pipeline, Energy Transfer, Kinder Morgan
50006 | Invista | 10793 | Seaford Delaware Plant | 25876 DuPont Rd | Seaford | DE | 19973 | Sussex | 38.6311 | -75.6261 | RFC | PJM | PJM Interconnection, LLC | Nanticoke River | 325 | NR | 7 | Industrial CHP |  | N |  | N |  | N |  | N | X |  | Delmarva Power | 5027 | DE | 69
50006 | Invista | 10795 | Camden South Carolina | 643 Hwy 1 South | Lugoff | SC | 29078 | Kershaw | 34.2338 | -80.6558 | SERC | CPLE | Progress Energy Carolinas - EAST | Wateree River | 325211 | NR | 7 | Industrial CHP |  | N |  | N |  | N |  | N | X |  | Duke Energy Carolinas, LLC | 5416 | SC | 115 |  |  | Dominion Carolina Gas Transmission
50006 | Invista | 10796 | Waynesboro Virginia Plant | 400 Dupont Blvd | Waynesboro | VA | 22980 | Augusta | 38.0586 | -78.8911 | SERC | PJM | PJM Interconnection, LLC | Well(s) | 325211 | NR | 7 | Industrial CHP |  | N |  | N |  | N |  | N | X |  | Virginia Electric & Power Co | 19876 | VA | 11.2
782 | Aquenergy Systems Inc | 10798 | Fries Hydroelectric Project | Highway 94 | Fries | VA | 24330 | Grayson | 36.7151 | -80.9856 | RFC | PJM | PJM Interconnection, LLC | New River | 22 | NR | 2 | IPP Non-CHP |  | N |  | Y | 86-1092-000 | N |  |  | X |  | Appalachian Power Co | 733 | VA | 13
14685 | Pelzer Hydro Co Inc | 10799 | Pelzer Upper | Lebby Street | Petzer | SC | 29669 | Anderson | 34.6424 | -82.4544 | SERC | DUK | Duke Energy Carolinas | Saluda River | 22 | NR | 2 | IPP Non-CHP |  | N |  | Y | 89-259-000 | N |  |  | X |  | Duke Energy Carolinas, LLC | 5416 | SC | 3.3
14685 | Pelzer Hydro Co Inc | 10800 | Pelzer Lower | Box 900 Dunlap Road | Belton | SC | 29669 | Anderson | 34.6165 | -82.4479 | SERC | DUK | Duke Energy Carolinas | Saluda River | 22 | NR | 2 | IPP Non-CHP |  | N |  | Y | 89-258-000 | N |  |  | X |  | Duke Energy Carolinas, LLC | 5416 | SC | 3.3
782 | Aquenergy Systems Inc | 10801 | Ware Shoals Hydro Project | Powerhouse Road | Ware Shoals | SC | 29692 | Laurens | 34.404 | -82.2336 | SERC | DUK | Duke Energy Carolinas | Saluda River | 22 | NR | 2 | IPP Non-CHP |  | N |  | Y | 87-652-000 | N |  |  | X |  | Duke Energy Carolinas, LLC | 5416 | SC | 46
40052 | AG Energy LP | 10803 | Ogdensburg Power | 21 Entrance Avenue | Ogdensburg | NY | 13669 | St Lawrence | 44.7258 | -75.4417 | NPCC | NYIS | New York Independent System Operator | St Lawrence River | 22 | NR | 3 | IPP CHP |  | N |  | N |  | Y | 98-33-000 | N | X |  | Niagara Mohawk Power Corp. | 13573 | NY | 115 |  |  | St Lawrence Gas / Enbridge
5530 | E F Kenilworth LLC | 10805 | Kenilworth Energy Facility | 2000 Galloping Hill Rd Bld K14 | Kenilworth | NJ | 7033 | Union | 40.6781 | -74.2744 | RFC | PJM | PJM Interconnection, LLC | Well | 22 | NR | 3 | IPP CHP |  | Y | 87-559-002 | N |  | N |  | N | X |  | Public Service Elec & Gas Co | 15477 | NJ | 26.4 |  |  | Elizabethtown Gas Company
3490 | Crystal Springs Hydro Elec LP | 10806 | Crystal Springs | 1985 east river road | Filer | ID | 83328 | Twin Falls | 42.6225 | -114.5009 | WECC | IPCO | Idaho Power Company | Twin Fall, Irrigation District | 22 | NR | 2 | IPP Non-CHP |  | N |  | Y | 83-274-000; 87-660-000 | N |  |  | X |  | Idaho Power Co | 9191 | ID | 45
42806 | BP Hydro Associates | 10807 | Dietrich Drop | 8 Mi E. 5 Mi S. of Shoshone | Shoshone | ID | 83324 | Lincoln | 42.836 | -114.268 | WECC | IPCO | Idaho Power Company | Bigwood Canal | 22 | NR | 2 | IPP Non-CHP |  | N |  | Y | 83-349-000 | N |  |  | X |  | Idaho Power Co | 9191 | ID | 46
42806 | BP Hydro Associates | 10808 | Low Line Rapids | 3 Mi S 1 Mi W. of Kimberly | Kimberly | ID | 83341 | Twin Falls | 42.4771 | -114.3801 | WECC | IPCO | Idaho Power Company | Lowline Canal | 22 | NR | 2 | IPP Non-CHP |  | N |  | Y | 84-211-000 | N |  |  | X |  | Idaho Power Co | 9191 | ID | 12
42806 | BP Hydro Associates | 10809 | Rock Creek II | 3 Mi W 2 Mi N of Twin Falls | Twin Falls | ID | 83301 | Twin Falls | 42.6207 | -114.5315 | WECC | IPCO | Idaho Power Company | Rockcreek | 22 | NR | 2 | IPP Non-CHP |  | N |  | Y | 89-124-000 | N |  |  | X |  | Idaho Power Co | 9191 | ID | 12
745 | Applied Energy Inc | 10810 | NTC/MCRD Energy Facility | End of Neville Road, Bldg 566 | San Diego | CA | 92140 | SAN DIEGO | 32.7353 | -117.2083 | WECC | CISO | California Independent System Operator | City Of San Diego | 22 | NR | 3 | IPP CHP |  | Y | 87-561-000 | N |  | N |  | N | X |  | San Diego Gas & Electric Co | 16609 | CA | 69 |  |  | SDG&E utility
745 | Applied Energy Inc | 10811 | Naval Station Energy Facility | 3970 Suface Navy Blvd Bldg 342 | San Diego | CA | 92136 | San Diego | 32.6793 | -117.1224 | WECC | CISO | California Independent System Operator | Navy Pwc | 22 | NR | 3 | IPP CHP |  | Y | 87-560-000 | N |  | N |  | N | X |  | San Diego Gas & Electric Co | 16609 | CA | 69 |  |  | SDG&E utility
745 | Applied Energy Inc | 10812 | North Island Energy Facility | Corner Rodgers & Quay Bldg 353 | Coronado | CA | 92118 | San Diego | 32.7052 | -117.1897 | WECC | CISO | California Independent System Operator | Navy Pwc | 22 | NR | 3 | IPP CHP |  | Y | 87-562-000 | N |  | N |  | N | X |  | San Diego Gas & Electric Co | 16609 | CA | 69 |  |  | SDG&E utility
57170 | EDF Renewable Asset Holdings, Inc. | 10815 | Difwind Farms Ltd VII | 12046 Altamont Pass Road | Tracy | CA | 95391 | Alameda | 37.7581 | -121.5253 | WECC | CISO | California Independent System Operator |  | 22 | NR | 2 | IPP Non-CHP |  | N |  | N |  | N |  |  | X |  | Pacific Gas & Electric Co | 14328 | CA | 21.6
5811 | Empire Hydro Partners | 10817 | Port Leyden Hydroelectric Project | E. Main St. | Port Leyden | NY | 13433 | Lewis | 43.5836 | -75.3392 | NPCC | NYIS | New York Independent System Operator | Black River | 22 | NR | 2 | IPP Non-CHP |  | N |  | Y | 84-19-000 | N |  |  | X |  | Niagara Mohawk Power Corp. | 13573 | NY | 23
82 | Ada Cogeneration Ltd Partnership | 10819 | Ada Cogeneration LP | 7575 Fulton Street East | ADA | MI | 49355 | Kent | 42.9627 | -85.4941 | RFC | MISO | Midcontinent Independent Transmission System Operator, Inc.. | City Water | 22 | NR | 3 | IPP CHP |  | Y | 87-529-000 | N |  | N |  |  | X |  | Consumers Energy Co | 4254 | MI | 47.6 |  |  | DTE Gas Company Distribution System
17578 | South Orange Co Wastewtr Auth | 10820 | Aliso Water Management Agency | 29201 La Paz Road | Laguna Niguel | CA | 92677 | Orange | 33.5379 | -117.7058 | WECC | CISO | California Independent System Operator |  | 22132 | NR | 5 | Commercial CHP |  | Y | 83-346-000 | Y | 83-346-000 | N |  | N | X |  | Southern California Edison Co | 17609 | CA | 460 |  |  | Southern California Gas
3836 | CMS Generation Operating LLC | 10822 | Grayling Generating Station | 4400 W 4 Mile Rd | Grayling | MI | 49738 | Crawford | 44.6049 | -84.6906 | RFC | MISO | Midcontinent Independent Transmission System Operator, Inc.. | Wells | 22 | NR | 2 | IPP Non-CHP |  | N |  | Y | 87-277-000 | N |  | N | X |  | Consumers Energy Co | 4254 | MI | 46 |  |  | DTE- Mich Con
11427 | Massachusetts Wtr RAuth-Deer I | 10823 | Deer Island Treatment Plant | 190 Tafts Avenue | Winthrop | MA | 2152 | Suffolk | 42.3533 | -70.9628 | NPCC | ISNE | ISO New England Inc. | Municipality | 22132 | NR | 5 | Commercial CHP | N | N |  | Y | 89-80-000 | N |  |  | X |  | NSTAR Electric Company | 54913 | MA | 14
11426 | Massachusetts Water Res Auth | 10824 | Oakdale Power Station | River Road | West Boylston | MA | 1583 | Worcester | 42.387 | -71.8025 | NPCC | ISNE | ISO New England Inc. | Quabbin Reservoir | 22 | NR | 2 | IPP Non-CHP |  | N |  | N |  | N |  | N | X |  | National Grid Generation, LLC | 26751 |  | 66
11426 | Massachusetts Water Res Auth | 10825 | Cosgrove Intake and Power Station | 301 Boylston Street | Clinton | MA | 1510 | WORCESTER | 42.4044 | -71.6872 | NPCC | ISNE | ISO New England Inc. | Wachusett Reservoir | 22 | NR | 2 | IPP Non-CHP |  | N |  | N |  | N |  |  | X |  | National Grid Generation, LLC | 26751 |  | 13.8
11426 | Massachusetts Water Res Auth | 10826 | Winsor Dam Power Station | Winsor Dam | Ware | MA | 1082 | Hampshire | 42.2831 | -72.3431 | NPCC | ISNE | ISO New England Inc. | Quabbin Reservoir | 22 | NR | 2 | IPP Non-CHP |  | N |  | N |  | N |  |  | X |  | National Grid | 13516 | MA | 13.8
54806 | DTE Energy Services-Woodland | 10836 | Woodland Biomass Power Ltd | 1786 East Kentucky Ave | Woodland | CA | 95776 | Yolo | 38.6905 | -121.7371 | WECC | CISO | California Independent System Operator | Municipality | 22 | NR | 2 | IPP Non-CHP |  | N |  | Y | 88-61-000 | N |  | N | X |  | Pacific Gas & Electric Co | 14328 | CA | 115 |  |  | Woodland main supply, PG & E
55989 | Covanta Mendota LP | 10837 | Covanta Mendota | 400 Guillen Parkway | Mendota | CA | 93640 | Fresno | 36.7559 | -120.3654 | WECC | CISO | California Independent System Operator | Wells | 22 | NR | 2 | IPP Non-CHP |  | N |  | Y | 86-593-004 | N |  | N | X |  | Pacific Gas & Electric Co | 14328 | CA | 69 |  |  | Pacific Gas & Electric Co
56084 | Springfield Power LLC | 10838 | Springfield Power LLC | 54 Fisher Corner Road | Springfield | NH | 3751 | Sullivan | 43.4429 | -72.056 | NPCC | ISNE | ISO New England Inc. | Wells | 22 | NR | 2 | IPP Non-CHP |  | N |  | Y | 84-423-001 | N |  | N | X |  | Public Service Co of NH | 15472 | NH | 34.5
55840 | EWP RENEWABLE CORP. | 10839 | DG Whitefield LLC | 260 Airport Road | Whitefield | NH | 3598 | Coos | 44.358 | -71.5449 | NPCC | ISNE | ISO New England Inc. | Carroll Brook | 22 | NR | 2 | IPP Non-CHP |  | N |  | Y | 84-444-002 | N |  |  | X |  | Public Service Co of NH | 15472 | NH | 34
56099 | Covanta Delano Inc | 10840 | Covanta Delano Energy | 31500 Pond Road | Delano | CA | 93215 | Kern | 35.7144 | -119.2337 | WECC | CISO | California Independent System Operator | Wells | 22 | NR | 2 | IPP Non-CHP |  | N |  | Y | 84-52-002 | N |  |  | X |  | Southern California Edison Co | 17609 | CA | 66 |  |  | Southern California Gas Company
49997 | Consolidated Hydro New York, Inc. | 10848 | Walden | Bradley Ave | Walden | NY | 12586 | Orange | 41.56 | -74.1952 | NPCC | NYIS | New York Independent System Operator | Walking River | 22 | NR | 2 | IPP Non-CHP |  | N |  | Y | 01-30-000 | N |  |  | X |  | New York State Elec & Gas Corp | 13511 | NY | 12.47
3807 | Cleveland Cliffs Inc | 10849 | Silver Bay Power | 10 Outer Drive | Silver Bay | MN | 55614 | Lake | 47.2866 | -91.2605 | MRO | MISO | Midcontinent Independent Transmission System Operator, Inc.. | Lake Superior | 331 | NR | 7 | Industrial CHP |  | Y | 90-32-001 | N |  | N |  | Y | Y | OP | ALLETE, Inc. | 12647 | MN | 115 |  |  | Northern Natural Gas
8736 | Hollingworth & Vose Co | 10853 | Center Falls | County Route 29 | Greenwich | NY | 12834 | Washington | 43.0967 | -73.4602 | NPCC | NYIS | New York Independent System Operator | Batten Kill | 322 | NR | 6 | Industrial Non-CHP |  | N |  | Y | 85-301-000 | N |  |  | X |  | Niagara Mohawk Power Corp. | 13573 | NY | 34.5
3106 | Cargill Inc North America Sweetners | 10855 | Cargill Corn Milling Division | 1 Cargill Drive | Eddyville | IA | 52553 | Monroe | 41.1386 | -92.6467 | MRO | MISO | Midcontinent Independent Transmission System Operator, Inc.. | Des Moines River | 311 | NR | 7 | Industrial CHP |  | N |  | N |  | N |  | N | X |  | Interstate Power and Light Co | 9417 | IA | 13.2 |  |  | our electricity is only produced Coal Boilers For non generation we recieve gas from Midamerican
772 | Archer Daniels Midland Co | 10857 | Archer Daniels Midland Fredonia | 209 West Adams Street | Fredonia | KS | 66736 | Wilson | 37.5 | -95.8 | SPP | SWPP | Southwest Power Pool | Municipality | 311 | NR | 6 | Industrial Non-CHP |  | N |  | N |  | N |  | N | X |  | City of Fredonia - (KS) | 6762 | KS
772 | Archer Daniels Midland Co | 10859 | Valdosta | 1841 Clay Rd. | Valdosta | GA | 31601 | Lowndes | 30.8 | -83.2 | SERC | SOCO | Southern Company Services, Inc. - Trans | Municipality | 311 | NR | 6 | Industrial Non-CHP |  | N |  | N |  | N |  |  | X |  | Georgia Power Co | 7140 | GA | 115
772 | Archer Daniels Midland Co | 10860 | Archer Daniels Midland Clinton | 1251 Beaver Channel Parkway | Clinton | IA | 52732 | Clinton | 41.8206 | -90.2097 | MRO | MISO | Midcontinent Independent Transmission System Operator, Inc.. | Well | 311 | NR | 7 | Industrial CHP |  | N |  | N |  | N |  | N | X |  | Interstate Power and Light Co | 9417 | IA | 69 |  |  | Interstate Power and Light Co
772 | Archer Daniels Midland Co | 10861 | Archer Daniels Midland Des Moines | 1935 East Euclid | Des Moines | IA | 50316 | Polk | 41.6244 | -93.5845 | MRO | MISO | Midcontinent Independent Transmission System Operator, Inc.. | Municipality | 311 | NR | 7 | Industrial CHP |  | Y | 88-116-000 | N |  | N |  | N | X |  | MidAmerican Energy Co | 12341 | IA | 34 |  |  | MidAmerican Energy Company
772 | Archer Daniels Midland Co | 10862 | Archer Daniels Midland Lincoln | 7800 Thayer | Lincoln | NE | 68507 | Lancaster | 40.8665 | -96.6145 | MRO | SWPP | Southwest Power Pool | Municipality | 311 | NR | 7 | Industrial CHP |  | Y | 88-109-000 | N |  | N |  | N | X |  | Lincoln Electric System | 11018 | NE | 35 |  |  | Black Hills
772 | Archer Daniels Midland Co | 10863 | Archer Daniels Midland Mankato | 2019 Third Ave | Mankato | MN | 56001 | Blue Earth | 44.1871 | -93.9924 | MRO | MISO | Midcontinent Independent Transmission System Operator, Inc.. | Municipality | 311 | NR | 7 | Industrial CHP |  | Y | 88-118-000 | N |  | N |  | N | X |  | Northern States Power Co - Minnesota | 13781 | MN | 14 |  |  | Centerpoint
772 | Archer Daniels Midland Co | 10864 | Archer Daniels Midland Cedar Rapids | 1350 Waconia Ave SE | Cedar Rapids | IA | 52406 | Linn | 41.9221 | -91.6875 | MRO | MISO | Midcontinent Independent Transmission System Operator, Inc.. | Municipality | 311 | NR | 7 | Industrial CHP |  | Y | 88-234-000 | N |  | N |  | N | X |  | Interstate Power and Light Co | 9417 | IA | 69 |  |  | MidAmerican Energy Company
772 | Archer Daniels Midland Co | 10865 | Archer Daniels Midland Decatur | 4666 Faries Parkway | Decatur | IL | 62521 | Macon | 39.8701 | -88.8908 | SERC | MISO | Midcontinent Independent Transmission System Operator, Inc.. | NWTP | 311 | NR | 7 | Industrial CHP |  | Y | 88-117-000 | N |  | N |  | N | X |  | Ameren Illinois Company | 56697 | IL | 138 |  |  | AmerenIllinois
772 | Archer Daniels Midland Co | 10866 | Archer Daniels Midland Peoria | Foot of Edmund Street | Peoria | IL | 61602 | Peoria | 40.6772 | -89.6049 | SERC | MISO | Midcontinent Independent Transmission System Operator, Inc.. | Illinois River | 311 | NR | 7 | Industrial CHP |  | N |  | N |  | N |  | N | X |  | Ameren Illinois Company | 56697 | IL | 13 |  |  | AmerenIllinois
7 | Tate & Lyle Ingredients Americas Inc | 10867 | Tate & Lyle Decatur Plant Cogen | 2200 East Eldorado St | Decatur | IL | 62525 | Macon | 39.8492 | -88.9319 | SERC | MISO | Midcontinent Independent Transmission System Operator, Inc.. | Municipality | 311 | NR | 7 | Industrial CHP |  | Y | 86-921-000 | N |  | N |  | N | X |  | Ameren Illinois Company | 56697 | IL | 34.5 |  |  | AmerenIP natural gas distribution
1745 | Biomass One LP | 10869 | Biomass One LP | 2350 Avenue G | White City | OR | 97503 | Jackson | 42.4361 | -122.85 | WECC | PACW | PacifiCorp - West | Medford Water Commission | 22 | NR | 2 | IPP Non-CHP |  | N |  | Y | 84-251-001 | N |  | N | X |  | PacifiCorp | 14354 | OR | 115
56214 | Hazleton Generation LLC | 10870 | Hazelton | 120 Maplewood Drive | Hazelton | PA | 18202 | Luzerne | 40.9282 | -76.0409 | RFC | PJM | PJM Interconnection, LLC | Municipality | 22 | NR | 2 | IPP Non-CHP |  | N |  | N |  | Y | 97-84-000 | N | X |  | PPL Electric Utilities Corp | 14715 | PA | 69 |  |  | Transco Zone 6, non NY
56590 | Silverstreet Hydro | 10872 | Kings Falls Hydroelectric | 3275 Roberts Road | Copenhagen | NY | 13631 | Lewis | 43.9173 | -75.6338 | NPCC | NYIS | New York Independent System Operator | Black River | 22 | NR | 2 | IPP Non-CHP |  | N |  | Y | 87-47-000 | N |  |  | X |  | Niagara Mohawk Power Corp. | 13573 | NY | 5
4397 | Coso Operating Co LLC | 10873 | Coso Finance Partners | PO Box 1690 | Inyokern | CA | 93527 | Inyo | 36.0372 | -117.7981 | WECC | CISO | California Independent System Operator | Wells | 22 | NR | 2 | IPP Non-CHP |  | N |  | Y | QF84-327-001 | N |  | N | X |  | Southern California Edison Co | 17609 | CA | 115
4397 | Coso Operating Co LLC | 10874 | Coso Power Developers | PO Box 1690 | Inyokern | CA | 93527 | Inyo | 36.0192 | -117.7917 | WECC | CISO | California Independent System Operator | Wells | 22 | NR | 2 | IPP Non-CHP |  | N |  | Y | QF86-591-003 | N |  |  | X |  | Southern California Edison Co | 17609 | CA | 230
4397 | Coso Operating Co LLC | 10875 | Coso Energy Developers | PO Box 1690 | Inyokern | CA | 93527 | Inyo | 36.0019 | -117.7886 | WECC | CISO | California Independent System Operator | Wells | 22 | NR | 2 | IPP Non-CHP |  | N |  | Y | QF86-591-003 | N |  | N | X |  | Southern California Edison Co | 17609 | CA | 230
49899 | CalEnergy Operating Corporation | 10878 | Salton Sea Power Gen Co Unit 1 | 6920 Lack Rd. | Calipatria | CA | 92233 | Imperial | 33.158 | -115.6475 | WECC | IID | Imperial Irrigation District | Colorado River | 22 | NR | 2 | IPP Non-CHP |  | N |  | Y | 87--511-007 | N |  | N | X |  | Imperial Irrigation District | 9216 | CA | 33
49899 | CalEnergy Operating Corporation | 10879 | Salton Sea Power Gen Co - Unit 2 | 6920 Lack Rd. | Calipatria | CA | 92233 | Imperial | 33.158 | -115.6475 | WECC | IID | Imperial Irrigation District | Colorado River | 22 | NR | 2 | IPP Non-CHP |  | N |  | Y | 89-297-006 | N |  | N | X |  | Imperial Irrigation District | 9216 | CA | 92
12239 | Mega Renewables | 10880 | Bidwell Ditch Project | Hwy 89 | Hat Creek | CA | 96040 | Shasta | 40.8014 | -121.4481 | WECC | CISO | California Independent System Operator | Budwell Ditch | 22 | NR | 2 | IPP Non-CHP |  | N |  | Y | 86-126-000 | N |  |  | X |  | Pacific Gas & Electric Co | 14328 | CA | 60
16997 | Shasta Hydroelectric Inc | 10881 | Roaring Creek Water Power | Cove Rd Near Montgomery CreeK | Montgomery Creek | CA | 96065 | Shasta | 40.8821 | -121.9484 | WECC | CISO | California Independent System Operator | Roaring Creek | 22 | NR | 2 | IPP Non-CHP |  | N |  | Y | 87-430-000 | N |  |  | X |  | Pacific Gas & Electric Co | 14328 | CA | 230
12239 | Mega Renewables | 10882 | Hatchet Creek Project | Cove Road | Montgomery Creek | CA | 96065 | Shasta | 40.8741 | -121.9204 | WECC | CISO | California Independent System Operator | Hatchet Creek | 22 | NR | 2 | IPP Non-CHP |  | N |  | Y | 86-103-000 | N |  |  | X |  | Pacific Gas & Electric Co | 14328 | CA | 230
12258 | Medical Area Total Egy Plt Inc | 10883 | Medical Area Total Energy Plant | 474 Brookline Avenue | Boston | MA | 2215 | Suffolk | 42.3368 | -71.1081 | NPCC | ISNE | ISO New England Inc. | Municipality | 622 | NR | 5 | Commercial CHP |  | Y | 83-334-000 | N |  | N |  | N | X |  | NSTAR Electric Company | 54913 | MA | 13.8 |  |  | Ngrid
11216 | Los Angeles County | 10884 | Olive View Medical Center | 14445 Olive View Drive | Sylmar | CA | 91342 | Los Angeles | 34.3262 | -118.4448 | WECC | LDWP | Los Angeles Department of Water and Power | Municipality | 622 | NR | 5 | Commercial CHP |  | Y | 06-191-000 | N |  | N |  | N | X |  | Los Angeles Department of Water & Power | 11208 | CA | 4.16 |  |  | Southern California Gas Company Acct# 167-722-9800 2
49997 | Consolidated Hydro New York, Inc. | 10902 | Victory Mills | PO Box 307, Bridge St. | Victory Mills | NY | 12884 | Cayuga | 42.9197 | -76.5477 | NPCC | NYIS | New York Independent System Operator | Fish Creek | 22 | NR | 2 | IPP Non-CHP |  | N |  | Y | 86-696-000 | N |  |  | X |  | Niagara Mohawk Power Corp. | 13573 | NY | 4.8
3473 | Metro Wtr Recl Dist Grtr Chi | 10903 | Lockport Powerhouse | 2400 S. Powerhouse Road | Lockport | IL | 60441 | Will | 41.5697 | -88.0789 | RFC | PJM | PJM Interconnection, LLC | Chicago Sanitary Ship Canal | 22 | NR | 2 | IPP Non-CHP |  | N |  | Y | 05-193-000 | Y | 00-2866-008 | N | X |  | Commonwealth Edison Co | 4110 | IL | 6.5
59099 | New Dimension Energy Company, LLC | 50001 | Altamont Midway Ltd | 14740 Altamont Pass Road | Tracy | CA | 95391 | San Joaquin | 37.7392 | -121.4322 | WECC | CISO | California Independent System Operator |  | 22 | NR | 2 | IPP Non-CHP | N | N |  | N |  | N |  | N | X |  | Pacific Gas & Electric Co | 14328 | CA | 65
15114 | Pittsfield Generating Company, LP | 50002 | Pittsfield Generating LP | 235 Merrill Road | Pittsfield | MA | 1201 | Berkshire | 42.4564 | -73.2181 | NPCC | ISNE | ISO New England Inc. | Wells | 22 | NR | 3 | IPP CHP |  | N |  | N |  | Y | 95-4-000 | N | X |  | Western Massachusetts Electric Company | 20455 | MA | 115 |  |  | Berkshire Gas Co
59985 | Chalk Cliff Limited | 50003 | Chalk Cliff Cogen | 29041 Highway 33 | Bakersfield | CA | 93308 | Kern | 35.0968 | -119.4299 | WECC | CISO | California Independent System Operator | Municipality | 22 | NR | 3 | IPP CHP |  | N |  | N |  | N |  | N | X |  | Pacific Gas & Electric Co | 14328 | CA | 115 |  |  | Kern River Pipeline
3890 | EFS Cogen Holdings I LLC | 50006 | Linden Cogen Plant | RR & Chemico Ave | Linden | NJ | 7036 | Union | 40.6322 | -74.2156 | RFC | NYIS | New York Independent System Operator |  | 22 | NR | 3 | IPP CHP |  | Y | 90-65-014 | N |  | Y | 90-65-014 | N | X |  | Consolidated Edison Co-NY Inc | 4226 | NY | 345 |  |  | PSE&G
55698 | Hawks Nest Hydro LLC | 50010 | Glen Ferris Hydro | Route 60 East Gauley Bridge | Gauley Bridge | WV | 25085 | FAYETTE | 38.1483 | -81.2147 | RFC | PJM | PJM Interconnection, LLC | Kanawaha River | 331 | NR | 6 | Industrial Non-CHP |  | N |  | N |  | N |  |  | X |  | Appalachian Power Co | 733 | WV | 138
55698 | Hawks Nest Hydro LLC | 50011 | Hawks Nest Hydro | 11966 Midland Trail | Gauley Bridge | WV | 25085 | Fayette | 38.1478 | -81.1753 | RFC | PJM | PJM Interconnection, LLC | New River | 331 | NR | 6 | Industrial Non-CHP |  | N |  | N |  | N |  |  | X |  | Appalachian Power Co | 733 | WV | 138
49735 | HGST a Western Digital Company | 50024 | HGST San Jose Standby Generator | 5601 Great Oaks Parkway | San Jose | CA | 95119 | SANTA CLARA | 37.2444 | -121.7963 | WECC | CISO | California Independent System Operator | Wells | 339 | NR | 6 | Industrial Non-CHP |  | N |  | N |  | N |  | N | X |  | Pacific Gas & Electric Co | 14328 | CA | 115
6426 | Flint Hills Resources Corpus Christi LLC | 50026 | Corpus Refinery | 2825 Suntide Road 78409 | Corpus Christi | TX | 78409 | Nueces | 27.8322 | -97.5281 | TRE | ERCO | Electric Reliability Council of Texas, Inc. |  | 32411 | NR | 7 | Industrial CHP |  | Y | 87-378-000 | N |  | N |  | N | X |  | AEP Texas Central Company | 3278 | TX | 69 |  |  | Enterprise pipeline Houston Pipeline SouthCross
16064 | Graphic Packaging International | 50028 | Plant 31 Paper Mill | 1000 Jonesboro Road | West Monroe | LA | 71291 | Ouachita | 32.4868 | -92.1496 | SERC | MISO | Midcontinent Independent Transmission System Operator, Inc.. | Ouachita River | 32213 | NR | 7 | Industrial CHP |  | Y | 83-180-000 | N |  | N |  | Y | N | OP | Entergy Louisiana LLC | 11241 | LA | 138 |  |  | Atmos, United
57184 | Ampersand Mount Ida Hydro LLC | 50031 | Mt Ida Hydroelectric | Congress Street | Troy | NY | 12180 | Rensselaer | 42.7213 | -73.6806 | NPCC | NYIS | New York Independent System Operator | Poestenkill | 22 | NR | 2 | IPP Non-CHP |  | N |  | Y | 83-27-000 | N |  |  | X |  | Niagara Mohawk Power Corp. | 13573 | NY | 34.5
19774 | Valley Falls Associates | 50034 | Valley Falls Hydroelectric Facility | Hoosick River, Under Rt 67 | Valley Falls | NY | 12144 | Rensselaer | 42.9044 | -73.5625 | NPCC | NYIS | New York Independent System Operator | Hoosick River | 22 | NR | 2 | IPP Non-CHP |  | N |  | N |  | N |  |  | X |  | Niagara Mohawk Power Corp. | 13573 | NY | 34.5
22219 | Mid-Maine Waste Action Corp | 50035 | MMWAC Resource Recovery Facility | 110 Goldthwaite Rd | Auburn | ME | 4211 | Androscoggin | 44.0678 | -70.2608 | NPCC | ISNE | ISO New England Inc. |  | 562212 | NR | 4 | Commercial Non-CHP |  | N |  | Y | 92-75-000 | N |  | N | X |  | Central Maine Power Co | 3266 | ME | 12.47 |  |  | Unitil
4434 | New Martinsville Hannibal Hydro | 50036 | New Martinsville Hannibal Hydro | 1 Howard T. Jeffers Drive | New Martinsville | WV | 26155 | Wetzel | 39.6672 | -80.8642 | RFC | PJM | PJM Interconnection, LLC | Ohio River | 22 | NR | 2 | IPP Non-CHP |  | N |  | N |  | N |  |  | X |  | Monongahela Power Co | 12796 | WV | 138
30347 | Olcese Water District | 50037 | Rio Bravo Hydro Project | Hwy 178 | Bakersfield | CA | 93302 | Kern | 35.43 | -118.8222 | WECC | CISO | California Independent System Operator | Kern River | 22 | NR | 2 | IPP Non-CHP |  | N |  | Y | 86-982-000 | N |  |  | X |  | Pacific Gas & Electric Co | 14328 | CA | 69
13833 | Northeastern Power Co | 50039 | Kline Township Cogen Facility | Rt 309 south | McAdoo | PA | 18237 | Schuylkill | 40.8734 | -75.9935 | RFC | PJM | PJM Interconnection, LLC | Silverbrook Mine Pool | 22 | NR | 3 | IPP CHP |  | N |  | Y | 85-678-010 | N |  | N | X |  | PPL Electric Utilities Corp | 14715 | PA | 69
16544 | Saint - Gobain Abrasives Inc | 50041 | Norton Powerhouse | 1 New Bond Street | Worcester | MA | 1606 | Worcester | 42.3096 | -71.8052 | NPCC | ISNE | ISO New England Inc. |  | 327 | NR | 7 | Industrial CHP |  | Y | 81-17-000 | N |  | N |  | N | X |  | Massachusetts Electric Co | 11804 | MA | 13.8 |  |  | NSTAR
14254 | Oxy Vinyls LP | 50043 | Houston Chemical Complex Battleground | 2800 Battleground Rd | Houston | TX | 77046 | Harris | 29.7314 | -95.0839 | TRE | ERCO | Electric Reliability Council of Texas, Inc. | CWA | 325 | NR | 7 | Industrial CHP |  | Y | 82-69-000 | N |  | N |  | N | X |  | CenterPoint Energy | 8901 | TX | 142 |  |  | Kinder Morgan Tejas Pipeline LLC Houston Pipeline Company LP Enterprise Intrastate LLC
55738 | Verso Paper Androscoggin LLC | 50047 | International Paper Jay Hydro | PO BOX 20, Riley Rd | Jay | ME | 4239 | Franklin | 44.5037 | -70.221 | NPCC | ISNE | ISO New England Inc. | Androscoggin River | 322 | NR | 6 | Industrial Non-CHP |  | N |  | N |  | N |  | N | X |  | Central Maine Power Co | 3266 | ME | 115
60153 | Mendocino Forest Products | 50049 | Scotia Co-gen Humboldt Redwood Company LLC | 153 Main St. | Scotia | CA | 95565 | Humboldt | 40.4728 | -124.1014 | WECC | CISO | California Independent System Operator | Wells | 321 | NR | 7 | Industrial CHP |  | Y | 89-3-000 | Y | 89-3-001 | N |  |  | X |  | Pacific Gas & Electric Co | 14328 | CA | 60
6036 | ESOCO Orrington LLC | 50051 | Penobscot Energy Recovery | 29 Industrial Way | Orrington | ME | 4474 | Penobscot | 44.7383 | -68.8258 | NPCC | ISNE | ISO New England Inc. | Municipality | 562212 | NR | 4 | Commercial Non-CHP |  | N |  | Y | 84-454-000 | N |  | N | X |  | Emera Maine | 1179 | ME | 115
15941 | Rice University | 50054 | Rice University | 6100 Main Street | Houston | TX | 77005 | Harris | 29.721 | -95.3954 | TRE | ERCO | Electric Reliability Council of Texas, Inc. | City Of Houston | 611 | NR | 5 | Commercial CHP |  | Y | 85-201-000, 88-291-000 | N |  | N |  | N | X |  | CenterPoint Energy | 8901 | TX | 15 |  |  | Center Point
15380 | Prince George's County | 50060 | Brown Station Road Plant I | 13400 Dille Drive | Upper Marlboro | MD | 20774 | PRINCE GEORGES | 38.8228 | -76.7722 | RFC | PJM | PJM Interconnection, LLC | Municipality | 92214 | NR | 4 | Commercial Non-CHP |  | N |  | N |  | N |  | N | X |  | Potomac Electric Power Co | 15270 | MD | 13.2
16625 | San Diego State University | 50061 | San Diego State University | 5500 Campanile Drive | San Diego | CA | 92182 | San Diego | 32.7782 | -117.0701 | WECC | CISO | California Independent System Operator | City Of San Diego | 611 | NR | 5 | Commercial CHP |  | Y | 85-626-000 | N |  | N |  |  | X |  | San Diego Gas & Electric Co | 16609 | CA | 12 |  |  | 49-17H
54680 | San Joaquin LLC | 50062 | San Joaquin Cogen | 17200 Murphy Parkway | Lathrop | CA | 95330 | San Joaquin | 37.8062 | -121.2771 | WECC | CISO | California Independent System Operator | Well | 22 | NR | 2 | IPP Non-CHP |  | N |  | N |  | N |  | N | X |  | Pacific Gas & Electric Co | 14328 | CA | 115 |  |  | Louise Distribution feeder main
22142 | Santa Cruz Cogeneration Assoc | 50064 | Univ of Calif Santa Cruz Cogeneration | Heat Plant, UCSC | Santa Cruz | CA | 95064 | Santa Cruz | 36.9997 | -122.0622 | WECC | CISO | California Independent System Operator | Municipality | 611 | NR | 5 | Commercial CHP |  | Y | 84-362-000; 86-937-000 | N |  | N |  | N | X |  | Pacific Gas & Electric Co | 14328 | CA | 21 |  |  | Redwood
7160 | Geysers Power Co LLC | 50066 | Calistoga Power Plant | 10350 Socrates Mine Road | Middletown | CA | 95461 | Lake | 38.7879 | -122.7434 | WECC | CISO | California Independent System Operator | Wells | 22 | NR | 2 | IPP Non-CHP |  | N |  | Y | 81-7-000 | N |  |  | X |  | Pacific Gas & Electric Co | 14328 | CA | 230
17145 | Sid Richardson Carbon Ltd | 50067 | Borger Plant | 9455 FM 1559 | Borger | TX | 79007 | Hutchinson | 35.6647 | -101.4354 | SPP | SWPP | Southwest Power Pool | Municipality | 325188 | NR | 7 | Industrial CHP |  | N |  | N |  | N |  | N | X |  | Southwestern Public Service Co | 17718 | TX | 69 |  |  | El Paso Natural Gas Company, L.L.C. DCP Midstream
17445 | Solid Waste Authority of Palm Beach Co | 50071 | Palm Beach Renewable Energy Facility 1 | 6501 North Jog Road | West Palm Beach | FL | 33412 | Palm Beach | 26.7714 | -80.1419 | FRCC | FPL | Florida Power & Light Company | Wells | 22 | NR | 2 | IPP Non-CHP |  | N |  | N |  | N |  | N | X |  | Florida Power & Light Co | 6452 | FL | 138 |  |  | Florida Public Utilities Company
34012 | FPL Energy MH50 LP | 50074 | Marcus Hook Refinery Cogen | Delaware & Green Streets | Marcus Hook | PA | 19061 | Delaware | 39.8103 | -75.4281 | RFC | PJM | PJM Interconnection, LLC |  | 22 | NR | 3 | IPP CHP |  | Y | 99-89-000 | N |  | N |  | N | X |  | PECO Energy Co | 14940 | PA | 69 |  |  | Sunoco Logistics: On Transcontinental Gas Pipeline in the Zone 6 non-New York zone
19532 | United Water Conservation Dist | 50076 | Santa Felicia Dam | 3838 Piru Canyon Road | Piru | CA | 93040 | Ventura | 34.4617 | -118.7511 | WECC | CISO | California Independent System Operator | Lake Piru | 22 | NR | 2 | IPP Non-CHP |  | N |  | N |  | N |  | N | X |  | Southern California Edison Co | 17609 | CA | 16
5677 | Waste Energy Services Inc | 50077 | Waste Energy Services | 49350 N. I-94 Service Dr. | Belleville | MI | 48111 | Wayne | 42.2209 | -83.5228 | RFC | MISO | Midcontinent Independent Transmission System Operator, Inc.. | Municipality | 22 | NR | 3 | IPP CHP |  | N |  | Y | 85-156-000 | N |  | N | X |  | DTE Electric Company | 5109 | MI | 40 |  |  | DTE Energy
34688 | CHI Energy Inc | 50079 | Goodyear Lake Plant | Route 28 | Oneonta | NY | 13820 | Otsego | 42.5025 | -74.9836 | NPCC | NYIS | New York Independent System Operator | Susquehanna River | 22 | NR | 2 | IPP Non-CHP |  | N |  | Y | 90-113-000 | N |  |  | X |  | Niagara Mohawk Power Corp. | 13573 | NY | 13.8
55738 | Verso Paper Androscoggin LLC | 50080 | Otis Hydro | PO Box 20 Riley Road | Jay | ME | 4239 | Franklin | 44.4778 | -70.2008 | NPCC | ISNE | ISO New England Inc. | Androscoggin River | 322 | NR | 6 | Industrial Non-CHP |  | N |  | Y | 84-492-000 | N |  | N | X |  | Central Maine Power Co | 3266 | ME | 115
55738 | Verso Paper Androscoggin LLC | 50081 | International Paper Riley Hydro | PO BOX 20, Riley Rd | Jay | ME | 4239 | Franklin | 44.5034 | -70.2491 | NPCC | ISNE | ISO New England Inc. | Androscoggin River | 322 | NR | 6 | Industrial Non-CHP |  | N |  | Y | 83-195-000 | N |  | N | X |  | Central Maine Power Co | 3266 | ME | 115
55738 | Verso Paper Androscoggin LLC | 50082 | International Paper Livermore Hydro | Foundry Rd in Livermore Falls | Livermore Falls | ME | 4239 | Androscoggin | 44.4705 | -70.1873 | NPCC | ISNE | ISO New England Inc. | Androscoggin River | 322 | NR | 6 | Industrial Non-CHP |  | N |  | N |  | N |  | N | X |  | Central Maine Power Co | 3266 | ME | 115
22040 | Washington State University | 50083 | Washington State University | College Avenue | Pullman | WA | 99164 | Whitman | 46.7294 | -117.1708 | WECC | AVA | Avista Corporation | Wells | 611 | NR | 5 | Commercial CHP |  | N |  | N |  | N |  | N | X |  | Avista Corp | 20169 | WA | 13.2 |  |  | Avista Corp
23955 | University of Massachusetts Medical | 50087 | Univ of Massachusetts Medical Center | 55 Lake Ave. North | Worcester | MA | 1655 | Worcester | 42.279 | -71.7598 | NPCC | ISNE | ISO New England Inc. | Municipality | 611 | NR | 5 | Commercial CHP |  | Y | 81-14-000 | N |  | N |  |  | X |  | National Grid Generation, LLC | 26751 |  | 13.8 |  |  | Eversource
21223 | University of Northern Iowa | 50088 | University of Northern Iowa | 30th and Nebraska Streets | Cedar Falls | IA | 50614 | Black Hawk | 42.5136 | -92.4591 | MRO | MISO | Midcontinent Independent Transmission System Operator, Inc.. | Wells | 611 | NR | 5 | Commercial CHP |  | N |  | N |  | N |  | N | X |  | Cedar Falls Utilities | 3203 | IA | 69 |  |  | Cedar Falls Utilities
24010 | University of San Francisco | 50089 | Univ of San Francisco Cogen | 2130 Fulton St. | San Francisco | CA | 94117 | San Francisco | 37.7766 | -122.4519 | WECC | CISO | California Independent System Operator | San Francisco Water District | 611 | NR | 5 | Commercial CHP |  | Y | 86-11-000 | N |  | N |  |  | X |  | Pacific Gas & Electric Co | 14328 | CA | 12 |  |  | Pacific Gas & Electric
16990 | Sheep Creek Hydro Inc | 50091 | Sheep Creek Hydro | 4522 Mitchell Road | Northport | WA | 99157 | Stevens | 48.9477 | -117.7954 | WECC | AVA | Avista Corporation | Big Sheep Creek | 22 | NR | 2 | IPP Non-CHP |  | N |  | Y | 84-373-000 | N |  | N | X |  | Avista Corp | 20169 | WA | 14.2
34689 | Triton Power Co | 50093 | Chateaugay High Falls Hydro | Pulp Mill Road | Chateaugay | NY | 12920 | Franklin | 44.9099 | -74.0858 | NPCC | NYIS | New York Independent System Operator | Chatteaugay | 22 | NR | 2 | IPP Non-CHP |  | N |  | Y | 87-439-000 | N |  |  | X |  | New York State Elec & Gas Corp | 13511 | NY | 34.5
19148 | Veolia Energy Trenton L.P | 50094 | Veolia Energy Trenton L.P. | 320 S. Warren St. | Trenton | NJ | 8608 | Mercer | 40.2167 | -74.7667 | RFC | PJM | PJM Interconnection, LLC | Municipality | 22133 | NR | 5 | Commercial CHP |  | Y | 81-18-000 | N |  | N |  | N | X |  | Public Service Elec & Gas Co | 15477 | NJ | 27 |  |  | Transco, from Hamilton Township compressor station
18461 | Tamarack Energy Partners | 50099 | Tamarack Energy Partnership | 3555 Hwy. 95 South | New Meadows | ID | 83654 | Adams | 44.9549 | -116.3871 | WECC | IPCO | Idaho Power Company | Wells | 22 | NR | 3 | IPP CHP |  | Y | 83-93-000 | N |  | N |  | Y | N | OP | Idaho Power Co | 9191 | ID | 69
12307 | WestRock (TX) | 50101 | WestRock (TX) | 1913 FM 105 | Evadale | TX | 77615 | Jasper | 30.3419 | -94.0656 | TRE | MISO | Midcontinent Independent Transmission System Operator, Inc.. | Neches River | 322 | NR | 7 | Industrial CHP |  | N |  | N |  | N |  | N | X |  | Entergy Gulf States - LA LLC | 55936 | LA | 138 |  |  | Houston Pipeline, Sabine Gas Transmission Pipeline
13442 | New Hampshire Hydro Associates | 50103 | China Mill Hydro | 25 Canal Street | Allenstown | NH | 3275 | MERRIMACK | 43.1287 | -71.4599 | NPCC | ISNE | ISO New England Inc. | Suncook River | 22 | NR | 2 | IPP Non-CHP |  | N |  | Y | 04-66-000 | N |  |  | X |  | Public Service Co of NH | 15472 | NH | 34.5
25835 | Portland City of | 50105 | Ground Water Pumping Station | 16400 N.E. Airport Way | Portland | OR | 97220 | Multnomah | 45.5558 | -122.4947 | WECC | PGE | Portland General Electric Company | Bull Run River | 22 | NR | 2 | IPP Non-CHP |  | N |  | Y | 84-86-000 | N |  | N | X |  | Portland General Electric Co | 15248 | OR | 115
54700 | Paris Generation LP | 50109 | Paris Energy Center | 301 Lake Crook Road | Paris | TX | 75460 | Lamar | 33.6968 | -95.5577 | TRE | ERCO | Electric Reliability Council of Texas, Inc. | Pat Mayse , Lamar County | 22 | NR | 2 | IPP Non-CHP |  | N |  | N |  | N |  | N | X |  | Oncor Electric Delivery Company LLC | 44372 | TX | 138 |  |  | WillowTex Pipeline
17164 | Sierra Pacific Industries Inc | 50110 | Sierra Pacific Burney Facility | 36336 Highway 299 East | Burney | CA | 96013 | Shasta | 40.8767 | -121.7016 | WECC | CISO | California Independent System Operator | Well | 321 | NR | 7 | Industrial CHP |  | N |  | Y | 96--74-000 | N |  |  | X |  | Pacific Gas & Electric Co | 14328 | CA | 230
17164 | Sierra Pacific Industries Inc | 50111 | Sierra Pacific Loyalton Facility | 100 Railroad Ave | Loyalton | CA | 96118 | Sierra | 39.6699 | -120.2394 | WECC | NEVP | Nevada Power Company | Well | 22 | NR | 2 | IPP Non-CHP |  | N |  | Y | 88-388-000 | N |  |  | X |  | Sierra Pacific Power Co | 17166 | NV | 60
17164 | Sierra Pacific Industries Inc | 50112 | Sierra Pacific Quincy Facility | 1538 Lee Road | Quincy | CA | 95971 | Plumas | 39.9412 | -120.9092 | WECC | CISO | California Independent System Operator | Well | 321 | NR | 7 | Industrial CHP |  | N |  | Y | 96-77-000 | N |  |  | X |  | Pacific Gas & Electric Co | 14328 | CA | 13.6
22669 | U S Borax Inc | 50115 | US Borax | 14486 Borax Road | Boron | CA | 93516 | Kern | 35.0329 | -117.701 | WECC | CISO | California Independent System Operator | AVEK | 2123 | NR | 7 | Industrial CHP |  | Y | 82-202-000 | N |  | N |  | N | X |  | Southern California Edison Co | 17609 | CA | 115 |  |  | Kern River Pipeline
19537 | University of Texas at Austin | 50118 | Hal C Weaver Power Plant | 215 E 24th | Austin | TX | 78713 | Travis | 30.2867 | -97.7356 | TRE | ERCO | Electric Reliability Council of Texas, Inc. | Municipality | 611 | NR | 5 | Commercial CHP |  | Y | 86-486-000 | N |  | N |  | N | X |  | Austin Energy | 1015 | TX | 69 |  |  | Texas Gas Service
4208 | Phillips 66 Company | 50119 | Phillips 66 Rodeo Refinery | 1380 San Pablo Ave | Rodeo | CA | 94572 | Contra Costa | 38.0417 | -122.2583 | WECC | CISO | California Independent System Operator | East Bay Municipal Utilities | 32411 | NR | 7 | Industrial CHP |  | Y | 85-502-000 | N |  | N |  | N | X |  | Pacific Gas & Electric Co | 14328 | CA | 115 |  |  | 105B
19685 | Valero Refining Co | 50121 | Valero Refinery Corpus Christi West | 5900 Up River Rd | Corpus Christi | TX | 78469 | Nueces | 27.8175 | -97.4814 | TRE | ERCO | Electric Reliability Council of Texas, Inc. | Cooling | 32411 | NR | 6 | Industrial Non-CHP |  | Y | 83-254-000 | Y | 83-254-000 | N |  | N | X |  | AEP Texas Central Company | 3278 | TX | 138 |  |  | Enterprise Co.
20148 | Watervliet City of | 50123 | Normanskill Hydro Project | French's Mills Rod | Guilderland | NY | 12084 | Albany | 42.7124 | -73.9573 | NPCC | NYIS | New York Independent System Operator | Normanskill | 22 | NR | 2 | IPP Non-CHP |  | N |  | Y | 82-138-000 | N |  |  | X |  | National Grid Generation, LLC | 26751 |  | 4.8
38001 | Ottauquechee Hydro Company, Inc. | 50126 | Ottauquechee Hydro | 46 Mill St. | N. Hartland | VT | 5052 | Windsor | 43.5933 | -72.3506 | NPCC | ISNE | ISO New England Inc. | Ottauquechee | 22 | NR | 2 | IPP Non-CHP |  | N |  | Y | 83-21-000 | N |  |  | X |  | Vermont Electric Cooperative, Inc | 19791 | VT | 12.4
54777 | CCI Signal Hill LLC | 50127 | CCI Signal Hill LLC | 4511 Alendale Road | Wichita Falls | TX | 76310 | Wichita | 33.8625 | -98.5894 | TRE | ERCO | Electric Reliability Council of Texas, Inc. | Municipality | 22 | NR | 2 | IPP Non-CHP |  | N |  | N |  | Y | 99-234-000 | N | X |  | Oncor Electric Delivery Company LLC | 44372 | TX | 140 |  |  | ATMOS
22079 | Yolo County Flood Control WCD | 50128 | Clear Lake Hydro Project | 18222 Dam Road | Clearlake | CA | 95422 | Lake | 38.9236 | -122.5667 | WECC | CISO | California Independent System Operator | Hydroelectric | 22 | NR | 2 | IPP Non-CHP |  | N |  | Y | 4066-001 | Y | 4063-004 | N | X |  | Pacific Gas & Electric Co | 14328 | CA | 115
22079 | Yolo County Flood Control WCD | 50129 | Indian Valley Dam Hydro Project | 4064 Access Road | Clearlake Oaks | CA | 95423 | Lake | 39.0788 | -122.5356 | WECC | CISO | California Independent System Operator | Hydroelectric | 22 | NR | 2 | IPP Non-CHP |  | N |  | Y | 4066-001 | Y | 4063-004 | N | X |  | Pacific Gas & Electric Co | 14328 | CA | 115
3852 | Coalinga Cogeneration Co | 50131 | Coalinga Cogeneration | 32812 West Gale Ave. | Coalinga | CA | 93210 | Fresno | 36.1807 | -120.3885 | WECC | CISO | California Independent System Operator | Municipality | 22 | NR | 3 | IPP CHP |  | Y | 87-46-001 | N |  | N |  |  | X |  | Pacific Gas & Electric Co | 14328 | CA | 220 |  |  | Coalinga Pipeline Company
18390 | Sycamore Cogeneration Co | 50134 | Sycamore Cogeneration | SW China Grade Loop | Bakersfield | CA | 93380 | Kern | 35.4526 | -118.9853 | WECC | CISO | California Independent System Operator |  | 22 | NR | 3 | IPP CHP |  | Y | 86,51,000 | N |  | N |  |  | X |  | Southern California Edison Co | 17609 | CA | 230 |  |  | Kern River Pipeline
17460 | South Oak Hospital | 50136 | South Oaks Hospital | 400 Sunrise Highway | Amityville | NY | 11701 | Suffolk | 40.6853 | -73.4258 | NPCC | NYIS | New York Independent System Operator | Suffolk County Water Auth | 622 | NR | 5 | Commercial CHP |  | Y | 88-396-000 | N |  | N |  |  | X |  | Long Island Power Authority | 11171 | NY | 13.2 |  |  | Direct Energy Supplies the gas thru National Grid's pipeline.
56201 | Engie North America | 50137 | Newgulf Cogen | 206 Vat Road #A | NewGulf | TX | 77420 | Wharton | 29.2639 | -95.8997 | TRE | ERCO | Electric Reliability Council of Texas, Inc. | San Bernard River | 22 | NR | 2 | IPP Non-CHP |  | N |  | N |  | Y | 96-55-000 | N | X |  | CenterPoint Energy | 8901 | TX | 138 |  |  | Houston Pipeline A/S Line
27211 | Snider Industries Inc | 50141 | Snider Industries | 3311 Sue Belle Lake Road | Marshall | TX | 75671 | Harrison | 32.5747 | -94.3739 | SPP | SWPP | Southwest Power Pool | Sue Belle Lake | 321 | NR | 7 | Industrial CHP |  | Y | 83-158-000 | N |  | N |  | N | X |  | Southwestern Electric Power Co | 17698 | TX | 12.47
27131 | Imperial Savannah LP | 50146 | Imperial Savannah LP | 201 Oxnard Drive | Port Wentworth | GA | 31407 | Chatham | 32.144 | -81.1466 | SERC | SOCO | Southern Company Services, Inc. - Trans | Floridan Aquifer | 311 | NR | 7 | Industrial CHP |  | N |  | N |  | N |  | N | X |  | Georgia Power Co | 7140 | GA | 46 | 13.2 |  | D10 - Savannah Line
16713 | Santa Fe Irrigation District | 50147 | R E Badger Filtration Plant | 18535 Aliso Canyon Road | Rancho Santa Fe | CA | 92067 | San Diego | 33.051 | -117.175 | WECC | CISO | California Independent System Operator | Municipality | 22 | NR | 2 | IPP Non-CHP |  | N |  | N |  | N |  |  | X |  | San Diego Gas & Electric Co | 16609 | CA | 12
15320 | Praxair Inc | 50148 | Linde Wilmington | Pacific Coast Highway | Wilmington | CA | 90744 | LOS ANGELES | 33.7886 | -118.2294 | WECC | LDWP | Los Angeles Department of Water and Power | Municipality | 325 | NR | 7 | Industrial CHP |  | Y | 86-1079-000 | N |  | N |  | N | X |  | Los Angeles Department of Water & Power | 11208 | CA | 34.5 |  |  | SoCal Gas
19450 | Union Carbide Corp-Seadrift | 50150 | Union Carbide Seadrift Cogen | Highway 185 | Seadrift | TX | 77983 | Calhoun | 28.5105 | -96.7706 | TRE | ERCO | Electric Reliability Council of Texas, Inc. | Surface | 325 | NR | 7 | Industrial CHP |  | Y | 85-15-001 | N |  | N |  | N | X |  | AEP Texas Central Company | 3278 | TX | 13.8 |  |  | Burnell (Southcross) , Florida Gas, Houston (HPL), and Channel (Enterprise)
5352 | Dow Chemical Co - St Charles | 50152 | Dow St Charles Operations | Highway 3142 | Taft | LA | 70057 | St Charles | 29.9861 | -90.4414 | SERC | MISO | Midcontinent Independent Transmission System Operator, Inc.. | Mississippi River | 325 | NR | 7 | Industrial CHP |  | Y | 82-56-001; '82-19-000; '86-357-000; '96-68-000 | N |  | N |  | N | X |  | Entergy Gulf States - LA LLC | 55936 | LA | 13.8 |  |  | Acadian, Gulfsouth, LRC, Bridgeline
39066 | Union Carbide Corp-Texas City | 50153 | Texas City Plant Union Carbide | 3301 Fifth Avenue South | Texas City | TX | 77592 | Galveston | 29.3761 | -94.9465 | TRE | ERCO | Electric Reliability Council of Texas, Inc. | Brazos River | 325 | NR | 7 | Industrial CHP |  | Y | 82-73-000; '95-293-000 | N |  | N |  | N | X |  | Texas-New Mexico Power Co | 40051 | TX | 138 |  |  | Houston Natural Gas, Valero, Amoco
3663 | CHI-West Inc | 50156 | Bear Creek | North of Inwood Road | Shingleton | CA | 96088 | Shasta | 40.5345 | -121.9591 | WECC | CISO | California Independent System Operator | Southfork Bear Creek | 22 | NR | 2 | IPP Non-CHP |  | N |  | Y | 90-33-000 | N |  |  | X |  | Pacific Gas & Electric Co | 14328 | CA | 12.7
20919 | Boyce Hydro Power LLC | 50157 | Sanford Dam | 264 W. Center Street | Sanford | MI | 48657 | Midland | 43.6773 | -84.3802 | RFC | MISO | Midcontinent Independent Transmission System Operator, Inc.. | Tittabawassee River | 22 | NR | 2 | IPP Non-CHP |  | N |  | Y | 2785-000 | N |  |  | X |  | Consumers Energy Co | 4254 | MI | 46
20919 | Boyce Hydro Power LLC | 50158 | Edenville | 6000 South M-30 | Edenville | MI | 48620 | Gladwin | 43.814 | -84.3767 | RFC | MISO | Midcontinent Independent Transmission System Operator, Inc.. | Tittabawassee River | 22 | NR | 2 | IPP Non-CHP |  | N |  | Y | 10-808-000 | N |  |  | X |  | Consumers Energy Co | 4254 | MI | 46
20919 | Boyce Hydro Power LLC | 50159 | Secord | 715 Secord Dam Road | Gladwin | MI | 48620 | Gladwin | 44.0411 | -84.3418 | RFC | MISO | Midcontinent Independent Transmission System Operator, Inc.. | Tittabawassee River | 22 | NR | 2 | IPP Non-CHP |  | N |  | Y | 10-809-000 | N |  |  | X |  | Consumers Energy Co | 4254 | MI | 46
20919 | Boyce Hydro Power LLC | 50160 | Smallwood | 700 Wolverine Drive | Gladwin | MI | 48624 | Gladwin | 43.9599 | -84.336 | RFC | MISO | Midcontinent Independent Transmission System Operator, Inc.. | Tittabawassee River | 22 | NR | 2 | IPP Non-CHP |  | N |  | Y | 10-810-000 | N |  |  | X |  | Consumers Energy Co | 4254 | MI | 46
49911 | Swift River Hydro Operations Co., Inc | 50166 | International Paper Woronoco Mill | 3 Bridge St | Woronoco | MA | 1097 | Hampden | 42.1634 | -72.8275 | NPCC | ISNE | ISO New England Inc. | Chippewa River | 322122 | NR | 6 | Industrial Non-CHP |  | N |  | Y | 88-275-000; 88-276-000 | N |  | N | X |  | Western Massachusetts Electric Company | 20455 | MA | 23
13914 | Occidental Chemical Corporation | 50169 | Wichita Plant | 6200 Ridge Road | Wichita | KS | 67215 | SEDGWICK | 37.5813 | -97.4241 | SPP | SWPP | Southwest Power Pool | Well | 325188 | NR | 7 | Industrial CHP |  | N |  | N |  | Y | 82-23-000 |  | X |  | Westar Energy Inc | 22500 | KS | 12.47 |  |  | Southern Star
1569 | Berry Petroleum Co | 50170 | Berry Cogen | 28601 Hovey hills Rd | Taft | CA | 93268 | Kern | 35.093 | -119.4436 | WECC | CISO | California Independent System Operator |  | 211 | NR | 7 | Industrial CHP |  | Y | 85-593-001 | N |  | N |  | N | X |  | Pacific Gas & Electric Co | 14328 | CA | 115 |  |  | Kern River/Mojave
56840 | Emporia Hydro Power LP | 50175 | Emporia | 949 Mill Rd | Emporia | VA | 23847 | Greensville | 36.696 | -77.56 | SERC | PJM | PJM Interconnection, LLC | Meherrin River | 22 | NR | 2 | IPP Non-CHP |  | N |  | Y | 82-222-001 | N |  | N | X |  | Virginia Electric & Power Co | 19876 | VA | 12.5
56842 | Union Falls Hydro Power LP | 50176 | Union Falls | 12 Casey Road | Au Sable Forks | NY | 12912 | Clinton | 44.5107 | -73.9131 | NPCC | NYIS | New York Independent System Operator | Saranac River | 22 | NR | 2 | IPP Non-CHP |  | N |  | Y | 86-1094-001 | N |  | N | X |  | National Grid Generation, LLC | 26751 |  | 46
56844 | Blackstone Hydro Inc. | 50177 | Blackstone/Tupperware | 2 Tupperware Drive | North Smithfield | RI | 2917 | Providence | 42.0145 | -71.5444 | NPCC | ISNE | ISO New England Inc. | Blackstone River | 22 | NR | 2 | IPP Non-CHP |  | N |  | Y | 88-104-001 | N |  | N | X |  | National Grid Generation, LLC | 26751 |  | 13.8
56843 | Banister Hydro LP | 50178 | Halifax | 1130 L.P. Bailey Highway | Halifax | VA | 24558 | Halifax | 36.7817 | -78.9236 | SERC | PJM | PJM Interconnection, LLC | Banister River | 22 | NR | 2 | IPP Non-CHP |  | N |  | Y | 82-221-001 | N |  | N | X |  | Virginia Electric & Power Co | 19876 | VA | 12.5
58896 | Siskiyou Power Authority | 50179 | Box Canyon Dam | 2623 W.A. Barr Road | Mount Shasta | CA | 96067 | SISKIYOU | 41.2792 | -122.3292 | WECC | PACW | PacifiCorp - West | Sacramento River | 22 | NR | 2 | IPP Non-CHP |  | N |  | Y | 82-175-001 | N |  |  | X |  | PacifiCorp | 14354 | CA | 69
18410 | Synergics Inc | 50180 | Olsen | Mt. Shasta Crossing | Whitmore | CA | 96087 | Shasta | 40.6705 | -121.8906 | WECC | CISO | California Independent System Operator | Old Cow Creek | 22 | NR | 2 | IPP Non-CHP |  | N |  | N |  | N |  |  | X |  | Pacific Gas & Electric Co | 14328 | CA | 69
20492 | Weyerhaeuser Co | 50184 | Weyerhaeuser Columbus MS | 4335 Carson Road | Columbus | MS | 39703 | Lowndes | 33.3602 | -88.46 | SERC | TVA | Tennessee Valley Authority | Tennessee-Tombigbee Waterway | 322 | NR | 7 | Industrial CHP |  | Y | 94-124-000 | N |  | N |  | Y | N | OP | Tennessee Valley Authority | 18642 | MS | 161 |  |  | Atmos Gas
20547 | Cosmo Specialty Fibers | 50185 | Cosmo Specialty Fibers Plant | 1701 First St | Cosmopolis | WA | 98537 | Grays Harbor | 46.9541 | -123.7611 | WECC | BPAT | Bonneville Power Administration | Municipality | 322 | NR | 7 | Industrial CHP |  | Y | QF05-149-000 | N |  | N |  | N | X |  | PUD No 1 of Grays Harbor County | 7548 | WA | 69
20548 | Weyerhaeuser Co | 50187 | Weyerhaeuser Longview WA | 3401 Industrial Way | Longview | WA | 98632 | Cowlitz | 46.1236 | -122.9728 | WECC | BPAT | Bonneville Power Administration | Columbia River | 322122 | NR | 7 | Industrial CHP |  | N |  | N |  | N |  | N | X |  | PUD No 1 of Cowlitz County | 4442 | WA | 230 |  |  | Williams Gas pipeline Northwest
20511 | Weyerhaeuser Co NR, New Bern CF | 50188 | Weyerhaeuser New Bern NC | 1785 Weyerhaeuser Rd. | New Bern | NC | 28586 | Craven | 35.212 | -77.1144 | SERC | CPLE | Progress Energy Carolinas - EAST | Neuse River | 322 | NR | 7 | Industrial CHP |  | Y | QF06-88-001 | N |  | N |  | N | X |  | Duke Energy Progress - (NC) | 3046 | NC | 115 |  |  | Piedmont Natural Gas
55903 | Domtar Paper Company LLC | 50189 | Domtar Paper Co LLC Plymouth NC | NC Hwy 149 N | Plymouth | NC | 27962 | Martin | 35.8628 | -76.7831 | SERC | PJM | PJM Interconnection, LLC | Roanoke River | 322 | NR | 7 | Industrial CHP |  | Y | 86-594-001 | N |  | N |  | N | X |  | Virginia Electric & Power Co | 19876 | NC | 13.8 |  |  | Piedmont Natural Gas
55997 | Domtar Paper Company Rothschild | 50190 | Domtar Paper Company Rothschild | 200 North Grand Ave | Rothschild | WI | 54474 | Marathon | 44.8867 | -89.6272 | MRO | MISO | Midcontinent Independent Transmission System Operator, Inc.. | Wisconsin River | 322122 | NR | 6 | Industrial Non-CHP |  | N |  | Y | 90-126-000 | N |  | N | X |  | Wisconsin Public Service Corp | 20860 | WI | 46
56289 | International Paper Corporation | 50191 | IP Springfield Oregon | 801 42nd Street | Springfield | OR | 97478 | Lane | 44.0569 | -122.9555 | WECC | BPAT | Bonneville Power Administration | Mckenzie River | 32213 | NR | 7 | Industrial CHP |  | Y | 05-72-000 | N |  | N |  | N | X |  | City of Eugene - (OR) | 6022 | OR | 115 |  |  | NW Pipeline, Eugene lateral
56164 | International Paper - Valliant | 50192 | International Paper Valliant OK | 890 IP Lane | Valliant | OK | 74764 | McCurtain | 33.9961 | -95.1114 | SPP | SWPP | Southwest Power Pool | Municipality | 32213 | NR | 7 | Industrial CHP |  | N |  | N |  | N |  | Y | N | OP | Public Service Co of Oklahoma | 15474 | OK | 13.8 |  |  | Oklahoma Natrual Gas
1058 | B Braun Medical Inc | 50200 | B Braun Medical | 2525 McGaw Ave | Irvine | CA | 92614 | Orange | 33.6887 | -117.8348 | WECC | CISO | California Independent System Operator |  | 339 | NR | 7 | Industrial CHP |  | Y | 81-12-000 | N |  | N |  |  | X |  | Southern California Edison Co | 17609 | CA | 12 |  |  | So Cal. Gas Co.
56216 | Multitrade Rabun Gap LLC | 50201 | Rabun Gap Cogen Facility | 1585 York House Road | Rabun Gap | GA | 30568 | RABUN | 34.9536 | -83.3786 | SERC | SOCO | Southern Company Services, Inc. - Trans | Little Tennessee River | 22 | NR | 2 | IPP Non-CHP |  | N |  | Y | 08-741-000 | N |  | N | X |  | Coweta-Fayette El Member Corp | 4432 | GA | 115
55807 | Niagara Generation LLC | 50202 | WPS Power Niagara | 5300 Frontier Avenue | Niagara Falls | NY | 14302 | Niagara | 43.0804 | -79.0082 | NPCC | NYIS | New York Independent System Operator | Niagara Falls Municipal Water | 22 | NR | 2 | IPP Non-CHP |  | N |  | N |  | N |  | N | X |  | Niagara Mohawk Power Corp. | 13573 | NY | 115 |  |  | National Fuel Corporation
19351 | U S Gypsum Co | 50203 | US Gypsum Oakfield | 2750 Maple Avenue | Oakfield | NY | 14125 | Genesee | 43.0647 | -78.2972 | NPCC | NYIS | New York Independent System Operator | Us Gypsum Pond | 322 | NR | 7 | Industrial CHP |  | Y | 85-344-000 | N |  | N |  | N | X |  | Niagara Mohawk Power Corp. | 13573 | NY | 12.47 |  |  | United States Gypsum Company Gasfield Gathering Pipeline and Empire Pipeline
28473 | Williams Field Services Co | 50205 | Williams Ignacio Natural Gas Plant | 3746 cr 307 | Durango | CO | 81303 | La Plata | 37.1456 | -107.7847 | WECC | WACM | Western Area Power Administration - Rocky Mountain Region | Florida River | 324 | NR | 6 | Industrial Non-CHP |  | N |  | N |  | N |  | N | X |  | La Plata Electric Assn, Inc | 10539 | CO | 4.16 |  |  | Williams Field Services
27762 | Ptarmigan Res & Engy Inc | 50206 | Vallecito Hydroelectric | 13029 County Road 501 | Bayfield | CO | 81122 | La Plata | 37.3777 | -107.5787 | WECC | WACM | Western Area Power Administration - Rocky Mountain Region | Pine River | 22 | NR | 2 | IPP Non-CHP |  | N |  | Y | 3174-012, 3174-000 | N |  |  | X |  | La Plata Electric Assn, Inc | 10539 | CO | 69
15064 | Pinetree Power Inc | 50208 | Pinetree Power | 1241 Whitefield Road | Bethlehem | NH | 3574 | GRAFTON | 44.3274 | -71.68 | NPCC | ISNE | ISO New England Inc. | Ammonoosuc River | 22 | NR | 2 | IPP Non-CHP |  | N |  | Y | 85-270-000 | N |  | N | X |  | Public Service Co of NH | 15472 | NH | 34.5
49899 | CalEnergy Operating Corporation | 50210 | Vulcan-BN Geothermal Power Company | 7001 Gentry Rd. | Calipatria | CA | 92233 | Imperial | 33.1633 | -115.6167 | WECC | IID | Imperial Irrigation District | Colorado River | 22 | NR | 2 | IPP Non-CHP |  | N |  | Y | 85-199-007 | N |  | N | X |  | Imperial Irrigation District | 9216 | CA | 92
21128 | York County Solid W & R Auth | 50215 | York County Resource Recovery | 2651 Blackbridge Road | York | PA | 17406 | York | 40.0017 | -76.7183 | RFC | PJM | PJM Interconnection, LLC | Private Water Company | 22 | NR | 2 | IPP Non-CHP |  | N |  | Y | 86-920-002 | N |  | N | X |  | Metropolitan Edison Co | 12390 | PA | 115 |  |  | Columbia Gas of Pennsylvania
867 | ARCO Products Co-Watson | 50216 | Watson Cogeneration | 22850 South Wilminton | Carson | CA | 90749 | Los Angeles | 33.8166 | -118.2448 | WECC | CISO | California Independent System Operator | Dominquez Water | 32411 | NR | 7 | Industrial CHP |  | Y | 85-526-001 | N |  | N |  | N | X |  | Southern California Edison Co | 17609 | CA | 220 |  |  | Southern California Gas Company
19281 | Turlock Irrigation District | 50218 | Woodward Power Plant | 15476 26 Mile Rd | Oakdale | CA | 95361 | Stanislaus | 37.8607 | -120.8792 | WECC | TIDC | Turlock Irrigation District | Stanislaus River | 22 | NR | 2 | IPP Non-CHP |  | N |  | Y | 80-7-000 | N |  | N | X |  | Turlock Irrigation District | 19281 | CA | 12
19281 | Turlock Irrigation District | 50219 | Frankenheimer Power Plant | 10421 Frankenheimer Road | Oakdale | CA | 95361 | Stanislaus | 37.8304 | -120.807 | WECC | CISO | California Independent System Operator | Stanislaus River | 22 | NR | 2 | IPP Non-CHP |  | N |  | Y | 80-7-000 | N |  | N | X |  | Pacific Gas & Electric Co | 14328 | CA | 17
13353 | Nelson Creek Power Inc | 50223 | Nelson Creek | Highway 299 | Big Bend | CA | 96011 | Shasta | 41.0289 | -121.8924 | WECC | CISO | California Independent System Operator | Nelson Creek | 22 | NR | 2 | IPP Non-CHP |  | N |  | Y | 86-14-000 | N |  |  | X |  | Pacific Gas & Electric Co | 14328 | CA | 12.5
22045 | Oxnard City of | 50224 | Oxnard Wastewater Treatment Plant | 6001 S. Perkins Rd. | Oxnard | CA | 93033 | Ventura | 34.1405 | -119.1845 | WECC | CISO | California Independent System Operator | Oxnard Wastewater Treatment Pl | 22132 | NR | 5 | Commercial CHP |  | N |  | N |  | N |  | N | X |  | Southern California Edison Co | 17609 | CA | 66 |  |  | Account # 169-815-8900 1 Service address; 6001 Perkins Rd, Oxnard CA, 93033 Meter # 10575865
15824 | Ecomaine | 50225 | Regional Waste Systems | 64 Blueberry Road | Portland | ME | 4102 | Cumberland | 43.6556 | -70.3347 | NPCC | ISNE | ISO New England Inc. | Portland/Cooling Tower | 22 | NR | 2 | IPP Non-CHP |  | N |  | Y | 88-320-000 | N |  |  | X |  | Central Maine Power Co | 3266 | ME | 34.5 |  |  | Unitil
22614 | Rocky Brook Electric Inc | 50228 | Rocky Brook Hydroelectric | PO Box 215 | Brinnon | WA | 98320 | Jefferson | 47.7197 | -122.9431 | WECC | BPAT | Bonneville Power Administration | Dosewallips River | 22 | NR | 2 | IPP Non-CHP |  | N |  | Y | 3783-000 | N |  | N | X |  | PUD No 1 of Mason County | 22355 | WA | 7.2
18760 | TPC Group, LLC | 50229 | Texas Petrochemicals | 8600 Park Place Blvd. | Houston | TX | 77017 | Harris | 29.6981 | -95.2547 | TRE | ERCO | Electric Reliability Council of Texas, Inc. | CIWA | 32511 | NR | 7 | Industrial CHP |  | Y | 82-3-000 | N |  | N |  | N | X |  | CenterPoint Energy | 8901 | TX | 69 |  |  | Enterprise Channel KM - Tejas KM (previously AMOCO) KM - Texas Enterprise Gulf Terra IGS Centerpoint
16191 | Robbins Lumber Inc | 50230 | Robbins Lumber | 53 Ghent Road, P. O. Box 9 | Searsmont | ME | 4973 | WALDO | 44.3331 | -69.2019 | NPCC | ISNE | ISO New England Inc. | Surface Water Mill Site | 321 | NR | 7 | Industrial CHP |  | N |  | N |  | N |  | N | X |  | Central Maine Power Co | 3266 | ME | 12
22803 | SDS Lumber Co | 50231 | SDS Lumber Gorge Energy Division | 123 Industrial Rd | Bingen | WA | 98605 | Klickitat | 45.7131 | -121.4692 | WECC | BPAT | Bonneville Power Administration | Columbia River | 321 | NR | 7 | Industrial CHP |  | Y | 82-15-000 | N |  | N |  |  | X |  | PUD No 1 of Klickitat County | 10393 | WA | 250
22635 | San Gabriel Valley Mun Wtr Dt | 50233 | San Dimas Wash Generating Station | 190 E. Foothill Blvd | San Dimas | CA | 91773 | Los Angeles | 34.1242 | -117.8051 | WECC | CISO | California Independent System Operator | State Water Project | 22 | NR | 2 | IPP Non-CHP |  | N |  | N |  | N |  |  | X |  | Southern California Edison Co | 17609 | CA | 4.16
16583 | San Antonio Regional Hospital | 50234 | San Antonio Regional Hospital | 999 San Bernardino Road | Upland | CA | 91786 | San Bernardino | 34.1019 | -117.6381 | WECC | CISO | California Independent System Operator | Municipality | 622 | NR | 5 | Commercial CHP |  | Y | 84-1419-000; 84-383-000; '84-419-000 | N |  | N |  | N | X |  | Southern California Edison Co | 17609 | CA | 480 |  |  | Cogen Gas Meter (Owned by SoCal Gas)
15526 | Purdue University | 50240 | Purdue University | 401 South Grant Street | West Lafayette | IN | 47907 | Tippecanoe | 40.4172 | -86.9122 | RFC | MISO | Midcontinent Independent Transmission System Operator, Inc.. | Wells | 611 | NR | 5 | Commercial CHP |  | N |  | N |  | N |  | N | X |  | Duke Energy Indiana Inc | 15470 | IN | 12.5 |  |  | Vectren 12 inch, medium pressure line.
27378 | Tenet Hospital Ltd | 50241 | Providence Memorial Hospital | 2001 North Oregon St | El Paso | TX | 79902 | El Paso | 31.7697 | -106.5014 | TRE | EPE | El Paso Electric Company |  | 622 | NR | 5 | Commercial CHP |  | Y | 86-395-000 | N |  | N |  | N | X |  | El Paso Electric Co | 5701 | TX | 13.8 |  |  | El Paso Natural Gas
22354 | VC Porterdale Hydroelectric, LLC | 50242 | VC Porterdale Hydroelectric | 1500 Main Street | Porterdale | GA | 30070 | Newton | 33.5701 | -83.8939 | SERC | SOCO | Southern Company Services, Inc. - Trans | Yellow River | 22 | NR | 2 | IPP Non-CHP |  | N |  | Y | 84-344-000 | N |  |  | X |  | Georgia Power Co | 7140 | GA | 5
9303 | Verso Bucksport LLC | 50243 | Bucksport Generation LLC | River Road | Bucksport | ME | 4416 | Hancock | 44.5738 | -68.8046 | NPCC | ISNE | ISO New England Inc. | Penobscot River | 22 | NR | 3 | IPP CHP |  | Y | 87-83-001; '99-54-00 | N |  | N |  | N | X |  | Central Maine Power Co | 3266 | ME | 120 |  |  | Maritimes and Northeast Pipeline (M&NE)
23815 | Blue Ridge Paper Products Inc | 50244 | Canton North Carolina | 175 Main Street | Canton | NC | 28716 | Haywood | 35.535 | -82.8411 | SERC | CPLE | Progress Energy Carolinas - EAST | Pigeon River | 322122 | NR | 7 | Industrial CHP |  | N |  | N |  | N |  | Y | Y | OP | Duke Energy Progress - (NC) | 3046 | NC | 13.8 |  |  | PSNC
9401 | International Paper Co-Pensacola | 50250 | International Paper Pensacola | 375 Muscogee Road | Cantonment | FL | 32533 | Escambia | 30.5966 | -87.3264 | SERC | SOCO | Southern Company Services, Inc. - Trans | Cooling Tower & Wells | 322122 | NR | 7 | Industrial CHP |  | Y | 83-73-000 | N |  | N |  | Y | Y | OP | Gulf Power Co | 7801 | FL | 13.8 |  |  | Gulf Coast
56187 | Verso Paper - Quinnesec | 50251 | Verso Paper Quinnesec Mich Mill | US Hwy 2 | Norway | MI | 49870 | Dickinson | 45.7956 | -87.9556 | RFC | MISO | Midcontinent Independent Transmission System Operator, Inc.. | Menominee River | 322 | NR | 7 | Industrial CHP |  | Y | 86-663-000 | N |  | N |  | N | X |  | Wisconsin Electric Power Co | 20847 | MI | 13.8 |  |  | DTE
57280 | Eagle Creek RE LLC | 50252 | Sartell Dam | 100 East Sartell Street | Sartell | MN | 56377 | Benton | 45.618 | -94.2008 | MRO | MISO | Midcontinent Independent Transmission System Operator, Inc.. | Mississippi River | 322122 | NR | 6 | Industrial Non-CHP |  | N |  | Y | 83-015-000 | N |  |  |  |  | Northern States Power Co - Minnesota | 13781 | MN | 13.8
55771 | KapStone Kraft Paper Corp | 50254 | KapStone Kraft Paper Corp | 100 Gaston Road | Roanoke Rapids | NC | 27870 | Halifax | 36.4769 | -77.6414 | SERC | PJM | PJM Interconnection, LLC | Roanoke River | 32213 | NR | 7 | Industrial CHP |  | Y | 90-212-000 | N |  | N |  | Y | Y | OP | Virginia Electric & Power Co | 19876 | NC | 13.8 |  |  | Piedmont Natural Gas
13945 | Oakwood Hospital Med Center | 50260 | Oakwood Hospital & Medical Center | 18101 Oakwood Blvd. | Dearborn | MI | 48123 | Wayne | 42.2917 | -83.2119 | RFC | MISO | Midcontinent Independent Transmission System Operator, Inc.. |  | 622 | NR | 4 | Commercial Non-CHP |  | N |  | N |  | N |  | N | X |  | DTE Electric Company | 5109 | MI | 230
40444 | Truckee-Carson Irrigation District | 50261 | New Lahontan | 2666 Harrigan Road | Fallon | NV | 89406 | CHURCHILL | 39.4636 | -119.0652 | WECC | NEVP | Nevada Power Company | Lahontan Reservoir | 22 | NR | 2 | IPP Non-CHP |  | N |  | Y | 87-395-000 | N |  |  | X |  | Sierra Pacific Power Co | 17166 | NV | 69
15787 | Redlands Water & Power Company | 50267 | Redlands Water & Power | 293 Power Road | Grand Junction | CO | 81507 | MESA | 39.0673 | -108.5928 | WECC | PSCO | Public Service Company of Colorado | Gunnison River | 22 | NR | 2 | IPP Non-CHP |  | N |  | Y | 93-48-000 | N |  |  | X |  | Public Service Co of Colorado | 15466 | CO | 13.2
5914 | Erie Boulevard Hydropower LP | 50268 | Hewittville Hydroelectric | 59 Hewittville Road | Norwood | NY | 13668 | ST Lawrence | 44.7052 | -75.0079 | NPCC | NYIS | New York Independent System Operator | Raquette River | 22 | NR | 2 | IPP Non-CHP |  | N |  | Y | 83-379-000 | Y | 99-156-000 | N | X |  | National Grid Generation, LLC | 26751 |  | 115
5914 | Erie Boulevard Hydropower LP | 50269 | Unionville Hydro Project 2499 NY | 547B Sissonville Road | Norwood | NY | 13668 | St Lawrence | 44.7145 | -74.9966 | NPCC | NYIS | New York Independent System Operator | Raquette River | 22 | NR | 2 | IPP Non-CHP |  | N |  | Y | 83-378-000 | Y | 99-156-000 | N | X |  | National Grid Generation, LLC | 26751 |  | 115
6529 | Exxon Mobil Production Co | 50270 | ExxonMobil Santa Ynez Facility | 12000 Calle Real | Goleta | CA | 93117 | Santa Barbara | 34.4648 | -120.0444 | WECC | CISO | California Independent System Operator | Wells | 211 | NR | 7 | Industrial CHP |  | Y | 88-323-000 | N |  | N |  | N | X |  | Southern California Edison Co | 17609 | CA | 66 |  |  | Southern Cal gas inlet and outlet lines.
56125 | Covanta Springfield LLC | 50273 | Pioneer Valley Resource Recovery | 188 M Street | Agawam | MA | 1001 | HAMPDEN | 42.0906 | -72.5917 | NPCC | ISNE | ISO New England Inc. | Municipality | 22 | NR | 2 | IPP Non-CHP |  | N |  | Y | 86-667-000 | N |  | N | X |  | Western Massachusetts Electric Company | 20455 | MA | 13.8 |  |  | Columbia
17191 | Simplot Leasing Corp | 50274 | Simplot Leasing Don Plant | 1150 West Hwy. 30 | Pocatello | ID | 83204 | Bannock | 42.9084 | -112.5294 | WECC | IPCO | Idaho Power Company | Well Water | 325311 | NR | 7 | Industrial CHP |  | N |  | N |  | N |  | N | X |  | Idaho Power Co | 9191 | ID | 12.5 |  |  | Williams Northwest IMG project #679-0162
14465 | Park 500 Philip Morris USA | 50275 | Park 500 Philip Morris USA | 4100 Bermuda Hundred Rd | Chester | VA | 23836 | Chesterfield | 37.3389 | -77.2806 | SERC | PJM | PJM Interconnection, LLC | James River | 312 | NR | 7 | Industrial CHP |  | Y | 80-18-001 | N |  | N |  | N | X |  | Virginia Electric & Power Co | 19876 | VA | 13.8 |  |  | Columbia Gas
20707 | Wintec Energy Ltd | 50276 | Wintec Energy Ltd | Dillon Rd_KarenAve_Diablo Rd | Palm Springs | CA | 92258 | Riverside | 33.9131 | -116.5631 | WECC | CISO | California Independent System Operator |  | 22 | NR | 2 | IPP Non-CHP | N | N |  | Y | 87-594-000 | N |  | N | X |  | Southern California Edison Co | 17609 | CA | 34.5
57433 | ReEnergy Chateaugay LLC | 50277 | ReEnergy Chateaugay Power Station | 7019 State Rt 374 | Chateaugay | NY | 12920 | Franklin | 44.8927 | -74.0746 | NPCC | NYIS | New York Independent System Operator | Wells | 22 | NR | 2 | IPP Non-CHP |  | N |  | Y | 85-658-002 | N |  |  | X |  | New York State Elec & Gas Corp | 13511 | NY | 34.5
21737 | Brown Bear II Hydro Inc | 50278 | Worumbo Hydro Station | Canal Street | Lisbon Falls | ME | 4252 | Androscoggin | 43.9947 | -70.0619 | NPCC | ISNE | ISO New England Inc. | Androscoggin River | 22 | NR | 2 | IPP Non-CHP |  | N |  | Y | 86-548-000 | N |  | N | X |  | Central Maine Power Co | 3266 | ME | 34.5
22174 | PEI Power Corp | 50279 | Archbald Power Station | 170 Cogen Road | Archbald | PA | 18403 | Lackawanna | 41.485 | -75.5406 | RFC | PJM | PJM Interconnection, LLC | White Oak | 22 | NR | 2 | IPP Non-CHP |  | N |  | N |  | Y | 98-60-000; 01-79-000 | N | X |  | PPL Electric Utilities Corp | 14715 | PA | 69 |  |  | Tennessee-El Paso Pipeline
4735 | Dahowa Hydro | 50280 | Dahowa Hydro | Mill Road-Middle Falls | Greenwich | NY | 12834 | Washington | 43.1033 | -73.5369 | NPCC | NYIS | New York Independent System Operator | Battenkill River | 22 | NR | 2 | IPP Non-CHP |  | N |  | Y | 86-853-000 | N |  | N | X |  | Niagara Mohawk Power Corp. | 13573 | NY | 32
16630 | San Gorgonio Farms Inc | 50281 | San Gorgonio Farms Wind Farm | 79 Dillon Road | Whitewater | CA | 92282 | Riverside | 33.9261 | -116.615 | WECC | CISO | California Independent System Operator |  | 22 | NR | 2 | IPP Non-CHP | X | N |  | Y | 85-234-000; 85-235-000 | N |  | N | X |  | Southern California Edison Co | 17609 | CA | 115
50097 | NewPage Corp-Luke | 50282 | Luke Mill | 300 Pratt Street | Luke | MD | 21540 | Allegany | 39.4736 | -79.0569 | RFC | PJM | PJM Interconnection, LLC | Potomac River | 322122 | NR | 7 | Industrial CHP |  | Y | 85-329-000 | N |  | N |  | N | X |  | The Potomac Edison Company | 15263 | MD | 13.8 |  |  | Mountaineer Gas Company
49923 | American Eagle Paper Mills | 50284 | American Eagle Paper Mills | 1600 Pennsylvania Avenue | Tyrone | PA | 16686 | Blair | 40.6799 | -78.2335 | RFC | PJM | PJM Interconnection, LLC | Bald Eagle Creek | 322122 | NR | 7 | Industrial CHP |  | N |  | N |  | N |  | N | X |  | Pennsylvania Electric Co | 14711 | PA | 46
11601 | Marlborough Hydro Corp | 50285 | Lower Village Water Power Project | Lafayette Street | Claremont | NH | 3437 | Sullivan | 43.3743 | -72.3476 | NPCC | ISNE | ISO New England Inc. | Sugar River | 22 | NR | 2 | IPP Non-CHP |  | N |  | Y | 90-88-000 | N |  | N | X |  | Public Service Co of NH | 15472 | NH | 5
16929 | SEMASS Partnership | 50290 | SEMASS Resource Recovery | 141 Cranberry Highway | West Wareham | MA | 2576 | Plymouth | 41.8022 | -70.7875 | NPCC | ISNE | ISO New England Inc. | Wells | 22 | NR | 2 | IPP Non-CHP |  | N |  | N |  | N |  | N | X |  | NSTAR Electric Company | 54913 | MA | 115 |  |  | Algonquin
24457 | Calpine Eastern Corp | 50292 | Bethpage Power Plant | 939 South Broadway | Hicksville | NY | 11801 | Nassau | 40.7469 | -73.4994 | NPCC | NYIS | New York Independent System Operator | Wells | 22 | NR | 2 | IPP Non-CHP |  | N |  | N |  | N |  |  | X |  | Long Island Power Authority | 11171 | NY | 69 |  |  | National Grid
19946 | Wadham Energy Ltd Partners | 50293 | Wadham Energy LP | 6247 Meyers Road | Williams | CA | 95987 | Colusa | 39.1062 | -122.1096 | WECC | CISO | California Independent System Operator | Wells | 22 | NR | 2 | IPP Non-CHP |  | N |  | Y | 85-148-003 | N |  | N | X |  | Pacific Gas & Electric Co | 14328 | CA | 60 |  |  | Pacific Gas & Electric
14362 | Packaging Corp of America | 50296 | Packaging Corp of America | HWY. 57 | Counce | TN | 38326 | Hardin | 35.0471 | -88.2661 | SERC | TVA | Tennessee Valley Authority | Pickwick Lake -Tennessee River | 32213 | NR | 7 | Industrial CHP |  | Y | 83-389-000 | N |  | N |  | N | X |  | Tennessee Valley Authority | 18642 | TN | 165 |  |  | American Midstream ( Alatenn)
20541 | Wheelabrator Environmental Systems | 50298 | Wheelabrator Lassen | 21091 Hawes Rd | Anderson | CA | 96007 | Shasta | 40.4352 | -122.2704 | WECC | CISO | California Independent System Operator | Wells | 22 | NR | 3 | IPP CHP |  | Y | 81-21-001 | N |  | N |  |  | X |  | Pacific Gas & Electric Co | 14328 | CA | 115 |  |  | NSTAR
60134 | AltaGas Ripon Energy Inc. | 50299 | AltaGas Ripon Energy Inc. | 944 South Stockton Avenue | Ripon | CA | 95366 | San Joaquin | 37.7325 | -121.116 | WECC | CISO | California Independent System Operator | Municipality | 22 | NR | 3 | IPP CHP |  | Y | 88-110-000 | N |  | N |  | N | X |  | Pacific Gas & Electric Co | 14328 | CA | 115 |  |  | Pacific Gas and Electric: Ripon Distribution Feeder Main (DFM)
54736 | AltaGas Pomona Energy Inc. | 50300 | AltaGas Pomona Energy Inc. | 1507 Mount Vernon Ave. | Pomona | CA | 91768 | Los Angeles | 34.0594 | -117.7742 | WECC | CISO | California Independent System Operator | Municipality | 22 | NR | 3 | IPP CHP |  | Y | 85-93-000 | N |  | N |  | N | X |  | Southern California Edison Co | 17609 | CA | 66 |  |  | Southern California Gas Co
17139 | Shell Oil Co-Deer Park | 50304 | Shell Deer Park | PO Box 100 | Deer Park | TX | 77536 | Harris | 29.7232 | -95.1289 | TRE | ERCO | Electric Reliability Council of Texas, Inc. | Trinity River | 324 | NR | 7 | Industrial CHP |  | Y | 94-140-000 | N |  | N |  |  | X |  | CenterPoint Energy | 8901 | TX | 138 |  |  | Houston PipeLine and Enterprise natural gas
40430 | Lafarge Corp | 50305 | LaFarge Alpena | 1435 Ford Avenue | Alpena | MI | 49707 | Alpena | 45.0699 | -83.4082 | RFC | MISO | Midcontinent Independent Transmission System Operator, Inc.. | Lake Huron | 32731 | NR | 7 | Industrial CHP |  | N |  | N |  | N |  | N | X |  | Alpena Power Co | 392 | MI | 138 |  |  | DTE
19533 | University of Oklahoma | 50307 | University of Oklahoma | 160 Fezgar Street | Norman | OK | 73019 | Cleveland | 35.2089 | -97.4424 | SPP | SWPP | Southwest Power Pool | Wells | 611 | NR | 5 | Commercial CHP |  | Y | 85-42-000 | N |  | N |  |  | X |  | Oklahoma Gas & Electric Co | 14063 | OK | 34.5 |  |  | ONEOK
56389 | Doyon Utilities - Ft. Wainwright | 50308 | Utility Plants Section | Bldg 3595 | Fort Wainwright | AK | 99703 | Fairbanks North Star | 64.8256 | -147.6486 | ASCC |  |  | closed loop cooling pond | 22 | RE | 1 | Electric Utility |  | N |  | N |  | N |  | N | X |  | Golden Valley Elec Assn Inc | 7353 | AK | 138
14762 | Pensacola Christian College | 50310 | Standby Generation Plant | 250 Brent Lane | Pensacola | FL | 32503 | Escambia | 30.4736 | -87.2361 | FRCC | SOCO | Southern Company Services, Inc. - Trans | Emerald Coast Utilities Author | 611 | NR | 4 | Commercial Non-CHP |  | N |  | N |  | N |  |  | X |  | Gulf Power Co | 7801 | FL | 12.74 |  |  | Pensacola Energy
14539 | Passaic Valley Water Comm | 50311 | Passaic Valley Water Commission | Union Blvd. & Riverview Drive | Totowa | NJ | 7512 | Passaic | 40.8833 | -74.23 | RFC | PJM | PJM Interconnection, LLC | Passaic River | 22 | NR | 2 | IPP Non-CHP |  | N |  | N |  | N |  | N | X |  | Public Service Elec & Gas Co | 15477 | NJ | 2.4
57280 | Eagle Creek RE LLC | 50312 | Pembroke Hydro | 100-2 Main Street | Suncook | NH | 3275 | Merrimack | 43.1304 | -71.4536 | NPCC | ISNE | ISO New England Inc. | Sun Cook River | 22 | NR | 2 | IPP Non-CHP |  | N |  | Y | 85-620-000 | N |  |  | X |  | Public Service Co of NH | 15472 | NH | 34.5
24979 | Chasm Hydro Partnership | 50315 | Chasm Hydro Partnership | Chasm Rd, Chateaugay | Chateaugay | NY | 12920 | Franklin | 44.9318 | -74.1125 | NPCC | NYIS | New York Independent System Operator | Chaleaugay River | 22 | NR | 2 | IPP Non-CHP |  | N |  | Y | 3-230-000, 3-230-005 | N |  | N | X |  | New York State Elec & Gas Corp | 13511 | NY | 34.5
3283 | Bunge North America East LLC | 50316 | Bunge North America East LLC | 1200 N Second Street | Decatur | IN | 46733 | Adams | 40.8465 | -84.9333 | RFC | PJM | PJM Interconnection, LLC | Municipality | 311 | NR | 7 | Industrial CHP |  | Y | 89-239-000 | N |  | N |  | N | X |  | Indiana Michigan Power Co | 9324 | IN | 34.5 |  |  | NIPSCO
55970 | JHP Pharmaceuticals LLC | 50318 | Par Sterile Products | 870 Parkdale Rd. | Rochester | MI | 48307 | OAKLAND | 42.6837 | -83.1143 | RFC | MISO | Midcontinent Independent Transmission System Operator, Inc.. | Municipality | 325 | NR | 7 | Industrial CHP |  | Y | 87-431-000 | N |  | N |  | N | X |  | DTE Electric Company | 5109 | MI | 13 |  |  | Consumers Energy
26287 | Madera-Chowchilla Power Auth | 50322 | Site 980 65 | Road 400 | Madera | CA | 93637 | MADERA | 37.0568 | -119.8997 | WECC | CISO | California Independent System Operator | Friant Dam | 22 | NR | 2 | IPP Non-CHP |  | N |  | N |  | N |  |  | X |  | Pacific Gas & Electric Co | 14328 | CA | 21
15286 | Marco Power Inc | 50323 | Marco Ranch | 1 mile West and 4 miles South | Jerome | ID | 83338 | Jerome | 42.6366 | -114.5578 | WECC | IPCO | Idaho Power Company | Northside Canal Hydroelectric | 22 | NR | 2 | IPP Non-CHP |  | N |  | Y | 85-255-000 | N |  |  | X |  | Idaho Power Co | 9191 | ID | 34.5
36055 | KTZ Hydro LLC | 50324 | Newfound Hydroelectric | Central Street | Bristol | NH | 3222 | Grafton | 43.59 | -71.733 | NPCC | ISNE | ISO New England Inc. | Newfound Lake | 22 | NR | 2 | IPP Non-CHP |  | N |  | N |  | N |  | N | X |  | Public Service Co of NH | 15472 | NH | 34.5
14293 | Nalco Co | 50326 | Nalco | 1601 W Diehl Rd | Naperville | IL | 60563 | DuPage | 41.8009 | -88.1972 | RFC | PJM | PJM Interconnection, LLC | municipality | 561 | NR | 5 | Commercial CHP |  | Y | 85-365-000 | N |  | N |  |  | X |  | City of Naperville - (IL) | 13208 | IL | 12.8 |  |  | NiCor
13389 | Neshkoro Power Assc LLC | 50328 | Byllesby | 30129 Harry Avenue | Cannon Falls | MN | 55009 | Dakota | 44.5119 | -92.9394 | MRO | MISO | Midcontinent Independent Transmission System Operator, Inc.. | Cannon River | 22 | NR | 2 | IPP Non-CHP |  | N |  | Y | 93-160-000 | N |  |  | X |  | Northern States Power Co - Minnesota | 13781 | MN | 69
10004 | King County Dept-Natural Res | 50329 | West Point Treatment Plant | 1400 Discovery Park Blvd | Seattle | WA | 98199 | King | 47.6611 | -122.4464 | WECC | SCL | Seattle City Light |  | 22132 | NR | 5 | Commercial CHP |  | N |  | N |  | N |  |  | X |  | City of Seattle - (WA) | 16868 | WA | 13.8
7019 | Gay & Robinson Inc | 50333 | Gay Robinson | One Kaumakani Ave | Kaumakani | HI | 96747 | KAUAI | 21.9178 | -159.6294 | HICC |  |  | Olokele Ditch | 115 | NR | 6 | Industrial Non-CHP |  | N |  | N |  | N |  |  | X |  | Kauai Island Utility Cooperative | 10071 | HI | 12
21690 | Moose International | 50337 | Mooseheart Power House | Route 31 | Mooseheart | IL | 60539 | Kane | 41.8244 | -88.3331 | RFC | PJM | PJM Interconnection, LLC | Wells | 813 | NR | 5 | Commercial CHP |  | N |  | N |  | N |  |  | X |  | Commonwealth Edison Co | 4110 | IL | 2.4 |  |  | nicor gas
15237 | PCS Nitrogen LP | 50341 | PCS Nitrogen Fertilizer LP | 10886 Hwy 75 | Geismar | LA | 70734 | Iberville | 30.227 | -91.0551 | SERC | MISO | Midcontinent Independent Transmission System Operator, Inc.. | PLANT COOLING WATER SYSTEM | 325 | NR | 6 | Industrial Non-CHP |  | Y | 86-552-000 | N |  | N |  | N | X |  | Entergy Gulf States - LA LLC | 55936 | LA | 230
21148 | Zapco Energy Tactics Corp | 50344 | Smithtown Energy Partners LP | 75 Old Northport Rd. | Kings Park | NY | 11754 | Suffolk | 40.8842 | -73.2436 | NPCC | NYIS | New York Independent System Operator |  | 22 | NR | 2 | IPP Non-CHP |  | N |  | Y | 92-152-000 | N |  | N | X |  | Long Island Power Authority | 11171 | NY | 13.2
21148 | Zapco Energy Tactics Corp | 50345 | Oyster Bay Energy Partners LP | Bethpage-Sweet Hollow Rd | Old Bethpage | NY | 11804 | Nassau | 40.7683 | -73.4567 | NPCC | NYIS | New York Independent System Operator |  | 22 | NR | 2 | IPP Non-CHP |  | N |  | Y | 91-153-004 | N |  |  | X |  | Long Island Power Authority | 11171 | NY
21148 | Zapco Energy Tactics Corp | 50346 | Onondaga Energy Partners LP | 5199 S Moral Rd. | Camillus | NY | 13031 | Onondaga | 43.0403 | -76.2844 | NPCC | NYIS | New York Independent System Operator |  | 22 | NR | 2 | IPP Non-CHP |  | N |  | Y | 87-456-002 | N |  |  | X |  | Niagara Mohawk Power Corp. | 13573 | NY | 13.2
21148 | Zapco Energy Tactics Corp | 50348 | Oceanside Energy | 3737 Long Beach Rd. | Oceanside | NY | 11572 | Nassau | 40.6369 | -73.6383 | NPCC | NYIS | New York Independent System Operator |  | 22 | NR | 2 | IPP Non-CHP |  | N |  | Y | 89-212-003 | N |  | N | X |  | Long Island Power Authority | 11171 | NY | 13.2
8530 | HYPOWER INC | 50350 | Forks of Butte Hydro Project | DeSabla Powerhouse Access Road | Magalia | CA | 95954 | Butte | 39.8693 | -121.6319 | WECC | CISO | California Independent System Operator | Butte Creek | 22 | NR | 2 | IPP Non-CHP |  | N |  | Y | 86-485-000 | N |  | N | X |  | Pacific Gas & Electric Co | 14328 | CA | 60
24793 | Briar-Hydro Associates | 50351 | Rolfe Canal Hydro | 83A Washington Street | Penacook | NH | 3303 | Merrimack | 43.2746 | -71.604 | NPCC | ISNE | ISO New England Inc. | Contoocook River | 22 | NR | 2 | IPP Non-CHP |  | N |  | Y | 86-713-000 | N |  |  | X |  | Unitil Energy Systems | 24590 | NH | 34.5
12850 | Monterey Cnty Water Res Agency | 50352 | Nacimiento Hydro Project | 10690 Nacimiento Lake Drive | Bradley | CA | 93426 | San Luis Obispo | 35.7986 | -120.8833 | WECC | CISO | California Independent System Operator | Nacimiento Reservoir | 22 | NR | 2 | IPP Non-CHP |  | N |  | N |  | N |  |  | X |  | Pacific Gas & Electric Co | 14328 | CA | 21
24793 | Briar-Hydro Associates | 50353 | Penacook Lower Falls | Two Commercial Street | Boscawen | NH | 3303 | Merrimack | 43.2858 | -71.595 | NPCC | ISNE | ISO New England Inc. | Contoocook River | 22 | NR | 2 | IPP Non-CHP |  | N |  | Y | 82-14-000 | N |  |  | X |  | Unitil Energy Systems | 24590 | NH | 34.5
57280 | Eagle Creek RE LLC | 50354 | Newport Hydro | Bridge St. | Newport | NY | 13416 | Herkimer | 43.1853 | -75.0169 | NPCC | NYIS | New York Independent System Operator | West Canada Creek | 22 | NR | 2 | IPP Non-CHP |  | N |  | Y | 87-643-000 | N |  |  | X |  | Niagara Mohawk Power Corp. | 13573 | NY | 46
17330 | Walter Coke | 50359 | Sloss Industries Corp | 3500 35th Avenue North | Birmingham | AL | 35207 | Jefferson | 33.5682 | -86.7987 | SERC | SOCO | Southern Company Services, Inc. - Trans | Lake Purdy | 325 | NR | 7 | Industrial CHP |  | N |  | N |  | N |  | N | X |  | Alabama Power Co | 195 | AL | 132 |  |  | Alagasco
14243 | Owyhee Irrigation District | 50360 | Michell Butte Power Project | Owyhee Lake Rd | Nyssa | OR | 97913 | Malheur | 43.7719 | -117.155 | WECC | IPCO | Idaho Power Company | Lake Owyhee | 22 | NR | 2 | IPP Non-CHP |  | N |  | N |  | N |  |  | X |  | Idaho Power Co | 9191 | OR | 69
14243 | Owyhee Irrigation District | 50361 | Owyhee Dam Power Project | 1475 Owyhee Lake Rd | Nyssa | OR | 97913 | Malheur | 43.6416 | -117.2437 | WECC | IPCO | Idaho Power Company | Lake Owyhee | 22 | NR | 2 | IPP Non-CHP |  | N |  | N |  | N |  |  | X |  | Idaho Power Co | 9191 | OR | 69
14243 | Owyhee Irrigation District | 50362 | Tunnel 1 Power Project | 1475 Owyhee Lake Rd | Nyssa | OR | 97913 | Malheur | 43.642 | -117.2327 | WECC | IPCO | Idaho Power Company | Lake Owyhee | 22 | NR | 2 | IPP Non-CHP |  | N |  | N |  | N |  |  | X |  | Idaho Power Co | 9191 | OR | 69
55960 | Mesquite Lake Energy Park | 50363 | Mesquite Lake Energy Park Plant 2 | 3559 Highway 111 | Imperial | CA | 92251 | Imperial | 32.9038 | -115.5119 | WECC | IID | Imperial Irrigation District | Colorado River | 22 | NR | 2 | IPP Non-CHP |  | N |  | Y | 84-433-000 | N |  | N | X |  | Imperial Irrigation District | 9216 | CA | 64 |  |  | SoCal Gas Company 24
56889 | Rhode Island LFG Genco | 50365 | Ridgewood Providence Power | 65 Shun Pike | Johnston | RI | 2919 | Providence | 41.8069 | -71.53 | NPCC | ISNE | ISO New England Inc. | City | 22 | NR | 2 | IPP Non-CHP |  | N |  | Y | 88-356-000; 88-356-002 | N |  |  | X |  | The Narragansett Electric Co | 13214 | RI | 23
19564 | University of Notre Dame | 50366 | University of Notre Dame | 100 Facilties Building | Notre Dame | IN | 46556 | ST JOSEPH | 41.7094 | -86.2367 | RFC | PJM | PJM Interconnection, LLC | St. Joseph Lake | 611 | NR | 5 | Commercial CHP |  | N |  | N |  | N |  | N | X |  | Indiana Michigan Power Co | 9324 | IN | 138 |  |  | Northern Indiana Public Service Co. (NIPSCO)
21508 | Cornell University | 50368 | Cornell University Central Heat | Route 366 | Ithaca | NY | 14853 | Tompkins | 42.4428 | -76.4764 | NPCC | NYIS | New York Independent System Operator | Fall Creek | 611 | NR | 5 | Commercial CHP |  | Y | QF10-13-000 | N |  | N |  | N | X |  | New York State Elec & Gas Corp | 13511 | NY | 115 |  |  | Dominion
24900 | The Mosaic Company, Plant City Facility | 50371 | The Mosaic Company, Plant City Facility | 10608 Paul Buchman Hwy | Plant City | FL | 33565 | Hillsborough | 28.1663 | -82.1388 | FRCC | TEC | Tampa Electric Company | Municipality | 325 | NR | 7 | Industrial CHP |  | Y | 87-344-000 | N |  | N |  |  | X |  | Tampa Electric Co | 18454 | FL | 69
13875 | NRG Energy Center Paxton LLC | 50373 | Paxton Creek Cogeneration | 9th & Walnut St | Harrisburg | PA | 17105 | Dauphin | 40.2653 | -76.8771 | RFC | PJM | PJM Interconnection, LLC |  | 22 | NR | 3 | IPP CHP |  | N |  | N |  | N |  | N | X |  | PPL Electric Utilities Corp | 14715 | PA | 12.5 | 69 |  | UGI Utilities
30076 | Calleguas Mun Water District | 50375 | East Portal Generator | w/o Devonshire and Larwin | Chatsworth | CA | 91311 | LOS ANGELES | 34.2619 | -118.6242 | WECC | CISO | California Independent System Operator | Water Pipeline | 22 | NR | 2 | IPP Non-CHP |  | N |  | Y | 68-68-000 | N |  | N | X |  | Southern California Edison Co | 17609 | CA | 16
42892 | City of Spokane | 50380 | Upriver Dam Hydro Plant | 2701 N Waterworks Avenue | Spokane | WA | 99212 | Spokane | 47.6822 | -117.3319 | WECC | AVA | Avista Corporation | Spokane River | 22 | NR | 2 | IPP Non-CHP |  | N |  | Y | 87-583-000 | N |  | N | X |  | Avista Corp | 20169 | WA | 13.8
20032 | Walla Walla City of | 50382 | Twin Reservoirs | 581 Mill Creek Road | Walla Walla | WA | 99362 | WALLA WALLA | 46.0883 | -118.2547 | WECC | BPAT | Bonneville Power Administration | Mill Creek | 22 | NR | 2 | IPP Non-CHP |  | N |  | Y | 86-342-000 | N |  |  | X |  | Columbia Rural Elec Assn, Inc | 4041 | WA | 14.4
57280 | Eagle Creek RE LLC | 50384 | Gregg Falls | 55 Mast Rd | Goffstown | NH | 3045 | Hillsborough | 43.0168 | -71.5679 | NPCC | ISNE | ISO New England Inc. | Piscataquoq River | 22 | NR | 2 | IPP Non-CHP |  | N |  | Y | 85-619-000 | N |  |  | X |  | Public Service Co of NH | 15472 | NH | 34.5
55846 | Newark Bay Cogeneration Partnership LP | 50385 | Newark Bay Cogeneration Partnership LP | 414-462 Avenue P | Newark | NJ | 7105 | Essex | 40.7197 | -74.13 | RFC | PJM | PJM Interconnection, LLC | City Of Newark | 22 | NR | 2 | IPP Non-CHP |  | N |  | N |  | N |  | N | X |  | Public Service Elec & Gas Co | 15477 | NJ | 230 |  |  | Transco Z6 NY/Tetco M3
20791 | Windland Inc | 50386 | Windland | 10901 Cameron Road | Mojave | CA | 93501 | Kern | 35.0522 | -118.3581 | WECC | CISO | California Independent System Operator |  | 22 | NR | 2 | IPP Non-CHP |  | N |  | Y | 91-207-000; 93-61-000 | N |  |  | X |  | Southern California Edison Co | 17609 | CA | 12
4208 | Phillips 66 Company | 50388 | Phillips 66 Carbon Plant | 2101 Franklin Canyon Rd | Rodeo | CA | 94572 | Contra Costa | 38.0181 | -122.2344 | WECC | CISO | California Independent System Operator | East Bay Municipal Utilities | 324 | NR | 7 | Industrial CHP |  | Y | 84-134-000 | N |  | N |  | N | X |  | Pacific Gas & Electric Co | 14328 | CA | 60 |  |  | PG&E Stan Pac
15173 | Placid Refining Co LLC | 50389 | Port Allen (LA) | 1940 Louisiana Highway 1 North | Port Allen | LA | 70767 | West Baton Rouge | 30.477 | -91.211 | SERC | MISO | Midcontinent Independent Transmission System Operator, Inc.. |  | 32411 | NR | 7 | Industrial CHP |  | Y | 84-334-000; 86-31-000 | N |  | N |  | N | X |  | Entergy Gulf States - LA LLC | 55936 | LA | 230 |  |  | Cypress Gas Pipeline, owned by Calcasieu Gas Gathering System and Enterprise Products
22199 | U S Air Force-Eielson AFB | 50392 | Eielson AFB Central Heat & Power Plant | 2676 Industrail Ave | Eielson AFB | AK | 99702 | Fairbanks North Star | 64.6714 | -147.076 | ASCC |  |  | Cooling Pond / 3 Wells | 928 | NR | 5 | Commercial CHP |  | N |  | N |  | N |  | N | X |  | Golden Valley Elec Assn Inc | 7353 | AK | 7.2 |  |  | none
25438 | Friant Power Authority | 50393 | Friant Hydro Facility | 18015 Friant Rd | Friant | CA | 93626 | Fresno | 36.9977 | -119.7035 | WECC | CISO | California Independent System Operator | San Joaquin River | 22 | NR | 2 | IPP Non-CHP |  | N |  | N |  | N |  |  | X |  | Pacific Gas & Electric Co | 14328 | CA | 70
5033 | Domtar Industries Inc | 50395 | Georgia-Pacific Corp - Nekoosa Mill | 301 Point Basse Ave | Nekoosa | WI | 54457 | Wood | 44.3142 | -89.8964 | MRO | MISO | Midcontinent Independent Transmission System Operator, Inc.. | Wisconsin River | 322122 | NR | 7 | Industrial CHP |  | Y | 93-113-000 | Y | 93-113-000 | N |  | N | X |  | Wisconsin Power & Light Co | 20856 | WI | 690 |  |  | WE Energies
16294 | Roseburg Forest Products Co | 50396 | Dillard Complex | 10525 Old Highway 99 South | Dillard | OR | 97432 | Douglas | 43.0895 | -123.4156 | WECC | PACW | PacifiCorp - West | South Umpqua River | 321 | NR | 7 | Industrial CHP |  | N |  | N |  | N |  | Y | N | OP | PacifiCorp | 14354 | OR | 69 |  |  | Williams Northwest Pipeline
14310 | P H Glatfelter Co | 50397 | P H Glatfelter | 228 S. Main Street | Spring Grove | PA | 17362 | York | 39.8709 | -76.8681 | RFC | PJM | PJM Interconnection, LLC | North Codorus Creek | 322122 | NR | 7 | Industrial CHP |  | Y | 86-292-002 | N |  | N |  | N | X |  | Metropolitan Edison Co | 12390 | PA | 115
30002 | International Paper Co | 50398 | International Paper Savanna Mill | West Lathrop | Savannah | GA | 31402 | Chatham | 32.1004 | -81.1242 | SERC | SOCO | Southern Company Services, Inc. - Trans | Wells | 32213 | NR | 7 | Industrial CHP |  | Y | 80-23-000 | N |  | N |  | N | X |  | Georgia Power Co | 7140 | GA | 115 |  |  | Southern Natural Gas (SONAT)
19560 | Tri-Dam Power Authority | 50400 | Sand Bar Power Plant | Forest Service Road | Stanisluas Nat Forest | CA | 95364 | Tuolumne | 38.1861 | -120.15 | WECC | CISO | California Independent System Operator | Middle Fork Stanislous River | 22 | NR | 2 | IPP Non-CHP |  | N |  | Y | 83-119-000 | N |  | N | X |  | Pacific Gas & Electric Co | 14328 | CA | 115
54837 | INEOS Nitriles Greenlake | 50404 | BP Chemicals Green Lake Plant | 13050 State HWY 185 | Port Lavaca | TX | 77979 | Calhoun | 28.5707 | -96.8333 | TRE | ERCO | Electric Reliability Council of Texas, Inc. | Guadalupe River | 32512 | NR | 6 | Industrial Non-CHP |  | N |  | Y | 81-37-001 | N |  |  | X |  | AEP Texas Central Company | 3278 | TX | 138
16190 | Sappi Fine Paper North America-Somerset | 50406 | Somerset Plant | 1329 Waterville Rd | Skowhegan | ME | 4976 | Somerset | 44.7035 | -69.6474 | NPCC | ISNE | ISO New England Inc. | Kennebec River | 322122 | NR | 7 | Industrial CHP |  | Y | 89-116-000 | N |  | N |  | N | X |  | Central Maine Power Co | 3266 | ME | 115 |  |  | Summit Natural Gas of Maine
34672 | DTE Energy Services | 50407 | Mobile Energy Services LLC | 200 Bay Bridge Road | Moble | AL | 36610 | Mobile | 30.7365 | -88.0516 | SERC | SOCO | Southern Company Services, Inc. - Trans | Mobile Area Water And Sewer | 22 | NR | 3 | IPP CHP |  | Y | 85-494-000 | N |  | N |  | N | X |  | Alabama Power Co | 195 | AL | 115 |  |  | Mobile Gas Services
42662 | N E W Hydro LLC | 50408 | Park Mill | 3120 Riverside Avenue | Marinette | WI | 54143 | Marinette | 45.1058 | -87.6514 | MRO | MISO | Midcontinent Independent Transmission System Operator, Inc.. | Menominee River | 322122 | NR | 6 | Industrial Non-CHP |  | N |  | Y | 95-296-000 | N |  |  | X |  | Wisconsin Public Service Corp | 20860 | WI | 29.5
42662 | N E W Hydro LLC | 50409 | Menominee Mill Marinette | 901 26th Street | Menominee | MI | 49858 | Menominee | 45.1069 | -87.6378 | MRO | MISO | Midcontinent Independent Transmission System Operator, Inc.. | Menominee River | 322122 | NR | 6 | Industrial Non-CHP |  | N |  | Y | 95-296-000 | N |  |  | X |  | Wisconsin Public Service Corp | 20860 | MI | 29.5
10273 | Kimberly-Clark Corp | 50410 | Chester Operations | Front & Ave of The States | Chester | PA | 19013 | Delaware | 39.8437 | -75.3588 | RFC | PJM | PJM Interconnection, LLC | Delaware River | 322122 | NR | 7 | Industrial CHP |  | Y | 86-557-000, 86-557-001 | N |  | N |  | N | X |  | PECO Energy Co | 14940 | PA | 69 |  |  | PECO Energy Co
19363 | University of M&D-New Jersey | 50411 | University of Medicine Dentistry NJ | 295 Norfolk Ave. | Newark | NJ | 7103 | Essex | 40.7393 | -74.1876 | RFC | PJM | PJM Interconnection, LLC | Newark Water Company | 622 | NR | 5 | Commercial CHP |  | N |  | N |  | N |  |  | X |  | Public Service Elec & Gas Co | 15477 | NJ | 26 |  |  | PSE&G
21995 | Olmsted County Public Works | 50413 | Olmsted Waste Energy | 301 Silver Creek Road NE | Rochester | MN | 55906 | Olmsted | 44.0261 | -92.4323 | MRO | MISO | Midcontinent Independent Transmission System Operator, Inc.. | Well | 562213 | NR | 5 | Commercial CHP |  | Y | 85-187-001 | N |  | N |  | N | X |  | Rochester Public Utilities | 16181 | MN | 13.8 |  |  | Minnesota Energy Resources
24793 | Briar-Hydro Associates | 50414 | Penacook Upper Falls Hydro | 19 Crescent Street | Penacook | NH | 3303 | Merrimack | 43.2832 | -71.6008 | NPCC | ISNE | ISO New England Inc. | Contoocook River | 22 | NR | 2 | IPP Non-CHP |  | N |  | Y | 85-230-000 | N |  |  | X |  | Unitil Energy Systems | 24590 | NH | 34.5
18436 | Ampersand Tannery Island Hydro, LLC | 50416 | Tannery Island Power | One Brown Street | Carthage | NY | 13619 | Jefferson | 43.98 | -75.6131 | NPCC | NYIS | New York Independent System Operator | Black River | 22 | NR | 2 | IPP Non-CHP |  | N |  | Y | 97-47-000; '97-74-000 | N |  |  | X |  | National Grid Generation, LLC | 26751 |  | 23
21086 | Yakima-Tieton Irrigation Dist | 50421 | Orchard Avenue 1 | 12731 Orchard Ave | Yakima | WA | 98908 | YAKIMA | 46.5964 | -120.6775 | WECC | PACW | PacifiCorp - West | Tieton River | 22 | NR | 2 | IPP Non-CHP |  | N |  | Y | 85-587-000 | N |  |  | X |  | PacifiCorp | 14354 | WA | 144
21086 | Yakima-Tieton Irrigation Dist | 50423 | Cowiche | 18968 Summitview Road | Tieton | WA | 98947 | Yakima | 46.6926 | -120.7372 | WECC | PACW | PacifiCorp - West | Tieton River | 22 | NR | 2 | IPP Non-CHP |  | N |  | Y | 85-587-000 | N |  |  | X |  | PacifiCorp | 14354 | WA | 144
55965 | Verso Corporation | 50424 | Duluth Paper Mill | 100 North Central Avenue | Duluth | MN | 55807 | St Louis | 46.735 | -92.1621 | MRO | MISO | Midcontinent Independent Transmission System Operator, Inc.. | St Louis River/Lake Superior | 322 | NR | 7 | Industrial CHP |  | N |  | N |  | N |  | N | X |  | ALLETE, Inc. | 12647 | MN | 13.8 |  |  | City of Duluth
19984 | Warm Springs Forest Prod Indst | 50426 | Warm Springs Forest Products | Bldg 3270, Hwy 26 | Warm Springs | OR | 97761 | Jefferson | 44.7648 | -121.2347 | WECC | PACW | PacifiCorp - West | Deschutes River | 321 | NR | 7 | Industrial CHP |  | N |  | N |  | N |  | N | X |  | PacifiCorp | 14354 | OR | 12
13487 | New York Zoological Society | 50427 | Bronx Zoo | 2300 Southern Blvd | New York | NY | 10460 | Bronx | 40.8441 | -73.8769 | NPCC | NYIS | New York Independent System Operator |  | 712 | NR | 5 | Commercial CHP |  | N |  | N |  | N |  | N | X |  | Consolidated Edison Co-NY Inc | 4226 | NY | 4.16 |  |  | Consolidated Edison
19588 | University of Michigan | 50431 | University of Michigan | 1120 East Huron | Ann Arbor | MI | 48104 | Washtenaw | 42.2812 | -83.7346 | RFC | MISO | Midcontinent Independent Transmission System Operator, Inc.. | Municipality | 611 | NR | 5 | Commercial CHP |  | Y | 90-38-001 | N |  | N |  |  | X |  | DTE Electric Company | 5109 | MI | 40 |  |  | DTE
17976 | STS HydroPower Ltd-Ada Dam | 50433 | Ada Dam | 7510 Thornapple River Drive | Ada | MI | 49301 | Kent | 42.9506 | -85.4859 | RFC | MISO | Midcontinent Independent Transmission System Operator, Inc.. | Thornapple River | 22 | NR | 2 | IPP Non-CHP |  | N |  | Y | 88-150-000 | N |  | N | X |  | Consumers Energy Co | 4254 | MI | 8.3
18194 | STS Hydropower Ltd | 50435 | Sugarloaf Hydro Plant | 1099 County Road #48 | Leadville | CO | 80461 | Lake | 39.2527 | -106.3748 | WECC | PSCO | Public Service Company of Colorado | Arkansas River | 22 | NR | 2 | IPP Non-CHP |  | N |  | Y | 88-151-000 | N |  | N | X |  | Public Service Co of Colorado | 15466 | CO | 13.4
18415 | STS HydroPower Ltd-Cascade Dam | 50436 | Cascade Dam | 3033 Thorncrest | Grand Rapids | MI | 49506 | Kent | 42.9094 | -85.4989 | RFC | MISO | Midcontinent Independent Transmission System Operator, Inc.. | Thornapple River | 22 | NR | 2 | IPP Non-CHP |  | N |  | N |  | N |  | N | X |  | Consumers Energy Co | 4254 | MI | 8.3
18419 | STS HydroPower Ltd-French LDam | 50437 | French Landing Dam | 12100 Haggerty Road | Belleville | MI | 48111 | Wayne | 42.2143 | -83.4407 | RFC | MISO | Midcontinent Independent Transmission System Operator, Inc.. | Huron River | 22 | NR | 2 | IPP Non-CHP |  | N |  | Y | 88-398-000 | N |  | N | X |  | DTE Electric Company | 5109 | MI | 40
42662 | N E W Hydro LLC | 50439 | Oconto Falls Lower | 106 East Central Avenue | Oconto Falls | WI | 54154 | Oconto | 44.8719 | -88.1439 | RFC | MISO | Midcontinent Independent Transmission System Operator, Inc.. | Oconto River | 322 | NR | 6 | Industrial Non-CHP |  | N |  | Y | 83-409-000; 95-292-000 | N |  |  | X |  | Wisconsin Electric Power Co | 20847 | WI | 34.5
16721 | S D Warren Co.- Westbrook | 50447 | S D Warren Westbrook | 89 Cumberland St | Westbrook | ME | 4098 | Cumberland | 43.6849 | -70.3532 | NPCC | ISNE | ISO New England Inc. | Presumpscot River | 322122 | NR | 7 | Industrial CHP |  | N |  | Y | 81-67-002 | N |  | N | X |  | Central Maine Power Co | 3266 | ME | 34.5
9245 | Indeck-Energy Serv Silver Spg | 50449 | Indeck Silver Springs Energy Center | 1 Indeck Drive | Silver Springs | NY | 14550 | Wyoming | 42.6544 | -78.0772 | NPCC | NYIS | New York Independent System Operator | Wells | 22 | NR | 3 | IPP CHP |  | Y | 88-4-000 | N |  | Y | 06-40-000 | N | X |  | New York State Elec & Gas Corp | 13511 | NY | 115 |  |  | Dominion Transmission, Inc.
9244 | Indeck-Oswego Ltd Partnership | 50450 | Indeck Oswego Energy Center | 105 Mitchell St. | Oswego | NY | 13126 | Oswego | 43.4717 | -76.4935 | NPCC | NYIS | New York Independent System Operator | Municipality | 22 | NR | 3 | IPP CHP |  | N |  | N |  | Y | 99-192-000 | N | X |  | Niagara Mohawk Power Corp. | 13573 | NY | 115 |  |  | National Grid Gas Distribution System
9243 | Indeck-Yerkes Ltd Partnership | 50451 | Indeck Yerkes Energy Center | 1 Sheridan Drive | Tonawanda | NY | 14150 | Erie | 42.9671 | -78.9182 | NPCC | NYIS | New York Independent System Operator | Municipality | 22 | NR | 3 | IPP CHP |  | Y | 87-39-003 | N |  | Y | 99-190-000 | N | X |  | Niagara Mohawk Power Corp. | 13573 | NY | 115 |  |  | National Grid Gas Distribution System
15400 | Procter & Gamble Co | 50456 | Procter & Gamble Cincinnati Plant | 5201 Spring Grove Avenue | Cincinnati | OH | 45217 | Hamilton | 39.175 | -84.5042 | RFC | PJM | PJM Interconnection, LLC | Wells | 339 | NR | 7 | Industrial CHP |  | N |  | N |  | N |  | N | X |  | Duke Energy Ohio Inc | 3542 | OH | 13.2 |  |  | Duke Energy Ohio
9263 | Indeck-Corinth Ltd Partnership | 50458 | Indeck Corinth Energy Center | 24 White Street | Corinth | NY | 12822 | Saratoga | 43.25 | -73.8125 | NPCC | NYIS | New York Independent System Operator | Hudson River | 22 | NR | 3 | IPP CHP |  | Y | 87-422-000 | N |  | N |  | N | X |  | Niagara Mohawk Power Corp. | 13573 | NY | 115 |  |  | Niagara Mohawk Power Corporation - PL-E-33
7857 | Great Lakes Tissue Co | 50461 | Cheboygan | 437 S Main Street | Cheboygan | MI | 49721 | Cheboygan | 45.6375 | -84.4814 | RFC | MISO | Midcontinent Independent Transmission System Operator, Inc.. | Cheboygan River | 322122 | NR | 6 | Industrial Non-CHP |  | N |  | N |  | N |  | N | X |  | Consumers Energy Co | 4254 | MI | 2.3
15394 | Procter & Gamble Ppr Prdts Co | 50463 | Procter & Gamble Mehoopany Mill | Route 87 | Mehoopany | PA | 18629 | Wyoming | 41.5743 | -76.0432 | RFC | PJM | PJM Interconnection, LLC | Susquenna River | 322122 | NR | 7 | Industrial CHP |  | Y | 85-524-000 | N |  | N |  | Y | Y | OP | Pennsylvania Electric Co | 14711 | PA | 115 |  |  | UGI Penn Natrual
15375 | Procter&Gamble Paper Products Co-Oxnard | 50464 | Oxnard | 800 North Rice Avenue | Oxnard | CA | 93030 | Ventura | 34.196 | -119.1667 | WECC | CISO | California Independent System Operator | City of Oxnard | 322122 | NR | 7 | Industrial CHP |  | Y | 88-175-001 | N |  | N |  | N | X |  | Southern California Edison Co | 17609 | CA | 12 |  |  | Southern California Gas
20542 | Weyerhaeuser Co | 50465 | Flint River Operations | 2449 Stagecoach Road | Oglethorpe | GA | 31068 | Macon | 32.2544 | -84.0667 | SERC | SOCO | Southern Company Services, Inc. - Trans | Flint River | 322 | NR | 7 | Industrial CHP |  | Y | 06-092 | Y | 15-387 | N |  | N | X |  | Georgia Transmission Corp | 7197 |  | 115 |  |  | Atlanta Gas & Light
2522 | Buckeye Florida Ltd Partners | 50466 | Buckeye Florida LP | One Buckeye Drive | Perry | FL | 32347 | Taylor | 30.0688 | -83.5253 | FRCC | FPC | Progress Energy Florida | Wells | 322 | NR | 7 | Industrial CHP |  | N |  | N |  | N |  | Y | N | OP | Duke Energy Florida, Inc | 6455 | FL | 12.5 |  |  | Florida Gas Transmission
55876 | Capitol Broadcasting Company Inc | 50468 | Rocky Mount Mill | 1151 Falls Raod | Rocky Mount | NC | 27804 | Nash | 35.9601 | -77.8024 | SERC | CPLE | Progress Energy Carolinas - EAST | Tar River | 314 | NR | 6 | Industrial Non-CHP |  | N |  | N |  | N |  | N | X |  | Duke Energy Progress - (NC) | 3046 | NC | 575
14254 | Oxy Vinyls LP | 50471 | Deer Park Plant | 2800 Battleground Rd | LaPorte | TX | 77536 | Harris | 29.71 | -95.1128 | TRE |  |  | CWA | 325 | NR | 7 | Industrial CHP |  | N |  | N |  | N |  |  | X
470 | Covanta Energy of Niagara LP | 50472 | Covanta Niagara LP | 100 Energy Blvd & 56th St | Niagara Falls | NY | 14304 | Niagara | 43.0839 | -79.0056 | NPCC | NYIS | New York Independent System Operator | Niagara River & Municipality | 22 | NR | 3 | IPP CHP |  | Y | 82-83-003, 82-83-002 | N |  | N |  | N | X |  | National Grid Generation, LLC | 26751 |  | 115 |  |  | National Fuel Gas Company
20558 | White Springs Agrici Chem Inc | 50473 | Suwannee River Chemical Complex | 15843 SE 78th St. | White Springs | FL | 32096 | Hamilton | 30.4447 | -82.7842 | FRCC | FPC | Progress Energy Florida | Wells | 325 | NR | 7 | Industrial CHP |  | Y | 86-615-000 | N |  | N |  | N | X |  | Progress Energy Florida Inc | 6455 | FL | 115 |  |  | South Georgia Gas
20558 | White Springs Agrici Chem Inc | 50474 | Swift Creek Chemical Complex | 15843 SE 78th St. | White Springs | FL | 32096 | Hamilton | 30.4522 | -82.8644 | FRCC | FPC | Progress Energy Florida | Wells | 325 | NR | 7 | Industrial CHP |  | Y | 81-69-000 | N |  | N |  | N | X |  | Duke Energy Florida, Inc | 6455 | FL | 115
5065 | Equistar Chemicals LP | 50475 | Corpus Christi | 1501 McKenzie Road | Corpus Christi | TX | 78410 | Nueces | 27.8111 | -97.5958 | TRE | ERCO | Electric Reliability Council of Texas, Inc. | Municipality | 325 | NR | 7 | Industrial CHP |  | Y | 88-448-000 | N |  | N |  | N | X |  | AEP Texas Central Company | 3278 | TX | 138 |  |  | Valero (Enterprise) and Tejas (Kinder Morgan)
14369 | PCA-Tomahawk Mill | 50476 | Packaging of America Tomahawk Mill | N 9090 County Road E | Tomahawk | WI | 54487 | Lincoln | 45.4431 | -89.7342 | MRO | MISO | Midcontinent Independent Transmission System Operator, Inc.. | Wisconsin River | 322122 | NR | 7 | Industrial CHP |  | Y | 84-57-000 | N |  | N |  | N | X |  | Wisconsin Public Service Corp | 20860 | WI | 46 |  |  | Wisconsin Public Service
7167 | GP Big Island LLC | 50479 | Georgia-Pacific Big Island | 9363 Lee Jackson Highway | Big Island | VA | 24526 | Bedford | 37.534 | -79.357 | RFC | PJM | PJM Interconnection, LLC | James River | 32213 | NR | 7 | Industrial CHP |  | N |  | Y | 84-158-000 | N |  | N | X |  | Appalachian Power Co | 733 | VA | 69 |  |  | Columbia Gas Transmission (TCO)
5610 | Eastman Chemical Co-TN Ops | 50481 | Tennessee Eastman Operations | Eastman Road and Lincoln St | Kingsport | TN | 37662 | Sullivan | 36.5219 | -82.5431 | RFC | PJM | PJM Interconnection, LLC | South Fork - Holston River | 325 | NR | 7 | Industrial CHP |  | Y | 92-13-000, 92-13-001 | N |  | N |  | N | X |  | Kingsport Power Co | 10331 | TN | 138 |  |  | East Tennessee Natural Gas Pipeline Kingsport Lateral
19365 | United States Sugar Corp | 50482 | Clewiston Sugar House | 1731 South WC Owen Avenue | Clewiston | FL | 33440 | Hendry | 26.7351 | -80.9377 | FRCC | FPC | Progress Energy Florida | Municipality | 111 | NR | 7 | Industrial CHP |  | Y | 85-57-000 | Y | 85-57-000 | N |  | N | X |  | City of Clewiston | 3774 | FL | 13.8
19365 | United States Sugar Corp | 50483 | Bryant Sugar House | 36501 Mill Road | Bryant | FL | 33439 | Palm Beach | 26.8142 | -80.6628 | FRCC |  |  | Municipality | 111 | NR | 7 | Industrial CHP |  | Y | 81-22-000 | Y | 81-22-000 | N |  |  | X
59099 | New Dimension Energy Company, LLC | 50485 | Altech III | 19435 Ruppert Street | North Palm Springs | CA | 92258 | Riverside | 33.9603 | -116.5364 | WECC | CISO | California Independent System Operator |  | 22 | NR | 2 | IPP Non-CHP |  | N |  | Y | 85-610-000 | N |  |  | X |  | Southern California Edison Co | 17609 | CA | 34.5
14306 | Eagle 2 US LLC | 50487 | PPG Powerhouse A | 1300 PPG Drive | Lake Charles | LA | 70602 | Calcasieu | 30.2242 | -93.2831 | SERC | MISO | Midcontinent Independent Transmission System Operator, Inc.. | Calcasieu River/Wells | 325 | NR | 6 | Industrial Non-CHP |  | N |  | N |  | N |  | N | X |  | Entergy Gulf States - LA LLC | 55936 | LA | 230 |  |  | Targa, Gulf South, Chevron, PPG Pipeline/Varibus
14306 | Eagle 2 US LLC | 50488 | PPG Riverside | 1300 PPG Drive | Lake Charles | LA | 70602 | Calcasieu | 30.2242 | -93.2831 | SERC | MISO | Midcontinent Independent Transmission System Operator, Inc.. | Calcasieu River/Wells | 325 | NR | 6 | Industrial Non-CHP |  | N |  | N |  | N |  |  | X |  | Entergy Gulf States - LA LLC | 55936 | LA | 230 |  |  | Targa, Gulf South, Chevron, PPG Pipeline/Varibus
14306 | Eagle 2 US LLC | 50489 | PPG Powerhouse C | 1300 PPG Drive | Lake Charles | LA | 70602 | Calcasieu | 30.2242 | -93.2831 | SERC | MISO | Midcontinent Independent Transmission System Operator, Inc.. | Sabine River Water and Wells | 325 | NR | 7 | Industrial CHP |  | Y | 86-1058-000 | N |  | N |  | N | X |  | Entergy Gulf States - LA LLC | 55936 | LA | 230 |  |  | Targa, Gulf South, Chevron, PPG Pipeline/Varibus
14306 | Eagle 2 US LLC | 50490 | PPG Plant C Caustic | 1300 PPG Drive | Lake Charles | LA | 70602 | Calcasieu | 30.2242 | -93.2831 | SERC | MISO | Midcontinent Independent Transmission System Operator, Inc.. | Sabine River Water and Wells | 325 | NR | 7 | Industrial CHP |  | Y | 86-1058-000 | N |  | N |  | N | X |  | Entergy Gulf States - LA LLC | 55936 | LA | 230 |  |  | Targa, Gulf South, Chevron, PPG Pipeline/Varibus
50033 | PPG Industries Inc Natrium | 50491 | PPG Natrium Plant | PO Box 191 | New Martinsville | WV | 26155 | Marshall | 39.7475 | -80.8547 | RFC | PJM | PJM Interconnection, LLC | Ohio River | 325 | NR | 7 | Industrial CHP |  | Y | 87-251-000 | N |  | N |  | N | X |  | Wheeling Power Co | 20521 | WV | 138 |  |  | Hope Gas pipeline
16764 | City of San Diego | 50492 | Gas Utilization Facility | 1902 Gatchell Road | San Diego | CA | 92106 | San Diego | 32.6792 | -117.2467 | WECC | CISO | California Independent System Operator | Treated Waste Water | 22132 | NR | 5 | Commercial CHP |  | Y | 82-155-000; '01-89-000 | N |  | N |  | N | X |  | San Diego Gas & Electric Co | 16609 | CA | 15 |  |  | SDG&E
59986 | Double C Generation Limited Partnership | 50493 | Double C | 10245 Oilfield Road | Bakersfield | CA | 93308 | Kern | 35.5005 | -119.046 | WECC | CISO | California Independent System Operator | Well | 22 | NR | 2 | IPP Non-CHP |  | N |  | N |  | N |  | N | X |  | Pacific Gas & Electric Co | 14328 | CA | 115 |  |  | Kern River Pipeline
59987 | Kern Front Limited | 50494 | Kern Front | 12241 Oilfield Road | Bakersfield | CA | 93308 | Kern | 35.5165 | -119.0401 | WECC | CISO | California Independent System Operator | Wells | 22 | NR | 2 | IPP Non-CHP |  | N |  | N |  | N |  | N | X |  | Pacific Gas & Electric Co | 14328 | CA | 115 |  |  | Kern River Pipeline
59988 | High Sierra Limited | 50495 | High Sierra | 10600 Oilfield Road | Bakersfield | CA | 93308 | Kern | 35.509 | -119.0305 | WECC | CISO | California Independent System Operator | Well | 22 | NR | 3 | IPP CHP |  | Y | 86-442-000 | N |  | N |  | N | X |  | Pacific Gas & Electric Co | 14328 | CA | 115 |  |  | Kern River Pipeline
56516 | Morris Energy Operations Company, LLC | 50497 | Bayonne Plant Holding LLC | 10 Hook Road | Bayonne | NJ | 7002 | Hudson | 40.6553 | -74.1124 | RFC | PJM | PJM Interconnection, LLC | Municipality | 22 | NR | 3 | IPP CHP |  | N |  | N |  | Y | 99-73-000 | N | X |  | Public Service Elec & Gas Co | 15477 | NJ | 138 |  |  | Transco Z6 NY/Tetco M3
50168 | Maxim Power (USA) Inc | 50498 | Capital District Energy Center | 490 Capitol Avenue | Hartford | CT | 6106 | Hartford | 41.7639 | -72.6925 | NPCC | ISNE | ISO New England Inc. | Metropolitan Water District | 22 | NR | 3 | IPP CHP |  | Y | 86-543-000 | N |  | Y | 02-72-000 | N | X |  | Connecticut Light & Power Co | 4176 | CT | 115 |  |  | Connecticut Natural Gas
22175 | PCS Phosphate | 50509 | PCS Phosphate | 1530 NC HWY 306 South | Aurora | NC | 27806 | Beaufort | 35.3763 | -76.7799 | SERC | CPLE | Progress Energy Carolinas - EAST | Castle Haynes Aquifer | 325 | NR | 7 | Industrial CHP |  | Y | 84-183-000 | N |  | N |  | N | X |  | Duke Energy Progress - (NC) | 3046 | NC | 230
3102 | Mosaic Company | 50510 | Mosaic Co Mulberry Facility | 4000 Highway 60 East | Mulberry | FL | 33860 | Polk | 27.8917 | -81.925 | FRCC | TEC | Tampa Electric Company | Wells | 325311 | NR | 7 | Industrial CHP |  | Y | 90-146-000 | N |  | N |  |  | X |  | Tampa Electric Co | 18454 | FL | 69
13727 | Northbrook New York LLC | 50512 | Glen Park Hydroelectric Project | 669 Main Street | Watertown | NY | 13601 | Jefferson | 44.0006 | -75.9612 | NPCC | NYIS | New York Independent System Operator | Black River | 22 | NR | 2 | IPP Non-CHP |  | N |  | Y | 86-711-000 | Y | 99-230-000 | N | X |  | Niagara Mohawk Power Corp. | 13573 | NY | 115
18121 | Stillwater Associates | 50513 | Stillwater Reservoir Hydro | Stillwater Dam | Webb | NY | 13350 | Herkimer | 43.8974 | -75.04 | NPCC | NYIS | New York Independent System Operator | Beaver River | 22 | NR | 2 | IPP Non-CHP |  | N |  | Y | 94-146-000 | N |  |  | X |  | Niagara Mohawk Power Corp. | 13573 | NY | 34.5
6495 | Fort Miller Associates | 50514 | Fort Miller Hydroelectric Facility | Harris Road | Northumberland | NY | 12871 | Saratoga | 43.1609 | -73.5841 | NPCC | NYIS | New York Independent System Operator | Hudson River | 22 | NR | 2 | IPP Non-CHP |  | N |  | Y | 4226-001; 4226-002 | N |  |  | X |  | Niagara Mohawk Power Corp. | 13573 | NY | 34.5
55985 | Tesoro Refining and Marketing Company | 50530 | Equilon Los Angeles Refining | 2101 East Pacific Coast Hwy | Wilmington | CA | 90748 | Los Angeles | 33.7917 | -118.2347 | WECC | LDWP | Los Angeles Department of Water and Power | Wells | 32411 | NR | 7 | Industrial CHP |  | Y | 82-204-000; 90-90-000 | N |  | N |  | N | X |  | Los Angeles Department of Water & Power | 11208 | CA | 36 |  |  | Socal Gas L325
56899 | Wind Stream Operations LLC | 50532 | Victory Garden (Tehachapi) | 19358 Jameson St., | Tehachapi | CA | 93561 | Kern | 35.0686 | -118.3833 | WECC | CISO | California Independent System Operator |  | 22 | NR | 2 | IPP Non-CHP | N | N |  | Y | 83-48-000 | N |  | N | X |  | Southern California Edison Co | 17609 | CA | 66
55759 | H H Management LLC | 50533 | Painted Hills | 60105 Westside Drive | Whitewater | CA | 92282 | Riverside | 33.9369 | -116.6183 | WECC | CISO | California Independent System Operator |  | 22 | NR | 2 | IPP Non-CHP |  | N |  | Y | 85-739-000 | N |  | N | X |  | Southern California Edison Co | 17609 | CA | 115
59099 | New Dimension Energy Company, LLC | 50534 | Santa Clara (85C) | 10619 Altamont Pass Road | Livermore | CA | 94550 | Alameda | 37.7361 | -121.6475 | WECC | CISO | California Independent System Operator |  | 22 | NR | 2 | IPP Non-CHP |  | N |  | Y | QF86-159 | N |  |  | X |  | Southern California Edison Co | 17609 | CA | 34
11556 | Brookfield Energy Marketing LP | 50535 | Mesa Wind Power Corp | 11001 Whitewater Canyon | North Palm Springs | CA | 92258 | Riverside | 33.9461 | -116.6769 | WECC | CISO | California Independent System Operator |  | 22 | NR | 2 | IPP Non-CHP |  | N |  | Y | 85-738-000; 85-263-000 | N |  |  | X |  | Southern California Edison Co | 17609 | CA | 133
17288 | Sky River LLC | 50536 | Sky River LLC | 13000 Jameson Road | Tehachapi | CA | 93561 | Kern | 35.2608 | -118.2469 | WECC | CISO | California Independent System Operator |  | 22 | NR | 2 | IPP Non-CHP |  | N |  | Y | 91-59-000 | N |  |  | X |  | Southern California Edison Co | 17609 | CA | 230
9297 | IPT SRI Cogeneration Inc | 50537 | SRI International Cogen Project | 333 Ravenswood Ave. Bldg U | Menlo Park | CA | 94025 | SAN MATEO | 37.4553 | -122.1728 | WECC | CISO | California Independent System Operator | Calaveras, Hetch Hetchy | 561 | NR | 5 | Commercial CHP |  | Y | 86-312-000 | N |  | N |  | N | X |  | Pacific Gas & Electric Co | 14328 | CA | 12 |  |  | PG&E Local Transmission
1966 | Boltonville Hydro Associates | 50539 | Boltonville Hydro Associates | 993 Whitelaw Road | Boltonville | VT | 5081 | Orange | 44.1706 | -72.0994 | NPCC | ISNE | ISO New England Inc. | Wells River | 22 | NR | 2 | IPP Non-CHP |  | N |  | Y | 84-197-000 | N |  | N | X |  | Green Mountain Power Corp | 7601 | VT | 12.47
2696 | Tesoro Carson Refinery | 50540 | BP Carson Refinery | 2350 E 223rd St | Carson | CA | 90810 | Los Angeles | 33.8153 | -118.2358 | WECC | CISO | California Independent System Operator | Well | 32411 | NR | 6 | Industrial Non-CHP |  | N |  | N |  | N |  | N | X |  | Southern California Edison Co | 17609 | CA | 230 |  |  | Socal Gas Line 1176 and Line 325
8303 | Harbor Cogeneration Co. | 50541 | Harbor Cogen | 505 Pier B Street | Wilmington | CA | 90744 | Los Angeles | 33.7771 | -118.2303 | WECC | CISO | California Independent System Operator | Municipality | 22 | NR | 2 | IPP Non-CHP |  | N |  | N |  | Y | 99-58-000 | N | X |  | Southern California Edison Co | 17609 | CA | 220 |  |  | Southern California Gas (SCG) LDC
26840 | Port Townsend Paper Co | 50544 | Port Townsend Paper | 100 Papermill Hill Rd | Port Townsend | WA | 98368 | Jefferson | 48.0931 | -122.7958 | WECC | BPAT | Bonneville Power Administration | Bigquilcene Riv &Prttowns Bay | 322 | NR | 7 | Industrial CHP |  | N |  | N |  | N |  | N | X |  | PUD No 1 of Jefferson County | 59013 | WA | 114
23576 | Lawrence Hydroelectric Assoc | 50545 | Lawrence Hydroelectric Associates | 9 South Broadway | Lawrence | MA | 1938 | Essex | 42.6994 | -71.1653 | NPCC | ISNE | ISO New England Inc. | Merrimack River | 22 | NR | 2 | IPP Non-CHP |  | N |  | Y | 80-1-000; '01-25-000 | N |  |  | X |  | National Grid Generation, LLC | 26751 |  | 23
13402 | Nevada Irrigation District | 50546 | Bowman | 18400 Bowman Lake Road | Nevada City | CA | 95604 | Nevada | 39.4484 | -120.6534 | WECC | CISO | California Independent System Operator | Bowman Lake | 22 | NR | 2 | IPP Non-CHP |  | N |  | N |  | N |  | N | X |  | Pacific Gas & Electric Co | 14328 | CA | 60
49751 | FPL Energy Cabazon Wind | 50552 | Cabazon Wind Farm | 19020 N Indian Avenue Bldg 11 | North Palm Springs | CA | 92230 | Riverside | 33.915 | -116.7103 | WECC | CISO | California Independent System Operator |  | 22 | NR | 2 | IPP Non-CHP |  | N |  | N |  | Y | 99-21-000 |  | X |  | Southern California Edison Co | 17609 | CA | 115
55963 | AE Power Services LLC | 50553 | Edom Hills Project 1 LLC | 68580 Edom Hill Road | Cathedral City | CA | 92235 | Riverside | 33.8817 | -116.4603 | WECC | CISO | California Independent System Operator |  | 22 | NR | 2 | IPP Non-CHP |  | N |  | Y | 06-117-001 | N |  | N | X |  | Southern California Edison Co | 17609 | CA | 138
19876 | Virginia Electric & Power Co | 50555 | Rosemary Power Station | 120 W. 12th Street | Roanoke Rapids | NC | 27870 | Halifax | 36.4517 | -77.6594 | SERC | PJM | PJM Interconnection, LLC | Municipality | 22 | RE | 1 | Electric Utility |  | N |  | N |  | N |  | N | X |  | Virginia Electric & Power Co | 19876 | NC | 230 |  |  | Transco
17355 | Oklahoma Cogeneration LLC | 50558 | Oklahoma Cogeneration Project | 7425 SW 29th Street | Oklahoma City | OK | 73179 | Oklahoma | 35.4397 | -97.625 | SPP | SWPP | Southwest Power Pool | Municipality | 22 | NR | 3 | IPP CHP |  | Y | 86-36-001 | N |  | Y | 86-36-003 | N | X |  | Oklahoma Gas & Electric Co | 14063 | OK | 140 |  |  | Oklahoma Natural Gas and Southern Star Central Pipelin
58650 | IHI Power Services Corp | 50560 | Pacific-Ultrapower Chinese Station | 8755 Enterprise Drive | Jamestown | CA | 95327 | Tuolumne | 37.8741 | -120.4776 | WECC | CISO | California Independent System Operator | Wells | 22 | NR | 2 | IPP Non-CHP |  | N |  | Y | 84-503-001 | N |  | Y | Y | OP | Pacific Gas & Electric Co | 14328 | CA | 115
49942 | Eagle Point Power Generation LLC | 50561 | Eagle Point Power Generation | 1250 Crown Point Road | Westville | NJ | 8093 | Gloucester | 39.8746 | -75.1592 | RFC | PJM | PJM Interconnection, LLC | Delaware River | 22 | NR | 2 | IPP Non-CHP |  | N |  | N |  | N |  | N | X |  | Public Service Elec & Gas Co | 15477 | NJ | 230 |  |  | Columbia
54843 | WM Illinois Renewable Energy LLC | 50563 | Settlers Hill Gas Recovery | 1031 East Fabyan Parkway | Batavia | IL | 60510 | Kane | 41.8719 | -88.2877 | RFC | PJM | PJM Interconnection, LLC |  | 22 | NR | 2 | IPP Non-CHP |  | N |  | Y | 86-831-000 | N |  | N | X |  | City of Geneva- (IL) | 7096 | IL | 13
54842 | WM Renewable Energy LLC | 50564 | New Milford Gas Recovery | 182-2 Danbury Road | New Milford | CT | 6776 | Litchfield | 41.5477 | -73.4252 | NPCC | ISNE | ISO New England Inc. |  | 22 | NR | 2 | IPP Non-CHP |  | N |  | Y | 87-200-000 | N |  | N | X |  | Connecticut Light & Power Co | 4176 | CT | 14
54842 | WM Renewable Energy LLC | 50565 | Monroe Livingston Gas Recovery | 1241 South Road | Scottville | NY | 14546 | Monroe | 42.9903 | -77.8011 | NPCC | NYIS | New York Independent System Operator |  | 22 | NR | 2 | IPP Non-CHP |  | N |  | Y | 86-830-000 | N |  | N | X |  | Niagara Mohawk Power Corp. | 13573 | NY | 35
54843 | WM Illinois Renewable Energy LLC | 50566 | Milam Gas Recovery | 601 Madison Street | East St. Lois | IL | 62202 | St Clair | 38.6603 | -90.1317 | SERC | MISO | Midcontinent Independent Transmission System Operator, Inc.. |  | 22 | NR | 2 | IPP Non-CHP |  | N |  | Y | 90-139-000 | N |  | N | X |  | Union Electric Co - (MO) | 19436 | MO | 4
54842 | WM Renewable Energy LLC | 50568 | High Acres Gas Recovery | 425 Perinton Parkway | Fairport | NY | 14450 | Monroe | 43.0817 | -77.3817 | NPCC | NYIS | New York Independent System Operator |  | 22 | NR | 2 | IPP Non-CHP |  | N |  | Y | 87-400-000 | N |  | N | X |  | Rochester Gas & Electric Corp | 16183 | NY | 35
54842 | WM Renewable Energy LLC | 50569 | DFW Gas Recovery | 1600 S. Railroad Street | Lewsiville | TX | 75067 | Denton | 33.0196 | -96.962 | TRE | PNM | Public Service Company of New Mexico |  | 22 | NR | 2 | IPP Non-CHP |  | N |  | Y | 86-287-000 | N |  | N | X |  | Public Service Co of NM | 15473 | NM | 26
54842 | WM Renewable Energy LLC | 50570 | Chestnut Ridge Gas Recovery | 140 Fleenor Mill Road | Heiskell | TN | 37754 | Anderson | 36.1172 | -84.0317 | SERC | TVA | Tennessee Valley Authority |  | 22 | NR | 2 | IPP Non-CHP |  | N |  | Y | 90-142-000 | N |  | N | X |  | Knoxville Utilities Board | 10421 | TN | 13
54842 | WM Renewable Energy LLC | 50571 | Altamont Gas Recovery | 10840 Altamont Pass Road | Livermore | CA | 94550 | Alameda | 37.7493 | -121.6499 | WECC | CISO | California Independent System Operator |  | 22 | NR | 2 | IPP Non-CHP |  | N |  | Y | 87-436-000 | N |  | N | X |  | Pacific Gas & Electric Co | 14328 | CA | 22
54842 | WM Renewable Energy LLC | 50572 | CSL Gas Recovery | 3140 North West 48th Street | Pompano Beach | FL | 33073 | Broward | 26.288 | -80.1665 | FRCC | FPL | Florida Power & Light Company | Municipality | 22 | NR | 2 | IPP Non-CHP |  | N |  | Y | 86-286-000 | N |  | N | X |  | Florida Power & Light Co | 6452 | FL | 138
54843 | WM Illinois Renewable Energy LLC | 50573 | CID Gas Recovery | 138th & Interstate 94 | Calumet City | IL | 60409 | COOK | 41.6588 | -87.5777 | RFC | PJM | PJM Interconnection, LLC |  | 22 | NR | 2 | IPP Non-CHP |  | N |  | Y | 86-488-001 | N |  | N | X |  | Commonwealth Edison Co | 4110 | IL | 13
54843 | WM Illinois Renewable Energy LLC | 50575 | Lake Gas Recovery | 1300 Willow Road | Northbrook | IL | 60062 | Cook | 42.1063 | -87.8137 | RFC | PJM | PJM Interconnection, LLC |  | 22 | NR | 2 | IPP Non-CHP |  | N |  | Y | 86-489-001; '88-40-000 | N |  | N | X |  | Commonwealth Edison Co | 4110 | IL | 13
54842 | WM Renewable Energy LLC | 50576 | Metro Gas Recovery | 10712 South 124th Street | Franklin | WI | 53132 | Milwaukee | 42.8506 | -88.0697 | RFC | MISO | Midcontinent Independent Transmission System Operator, Inc.. |  | 22 | NR | 2 | IPP Non-CHP |  | N |  | Y | 85-492-000 | N |  | N | X |  | Wisconsin Electric Power Co | 20847 | WI | 25
54842 | WM Renewable Energy LLC | 50577 | Omega Hills Gas Recovery | N 96 W 12730 County Line Road | Germantown | WI | 53051 | Washington | 43.1922 | -88.1597 | RFC | MISO | Midcontinent Independent Transmission System Operator, Inc.. |  | 22 | NR | 2 | IPP Non-CHP |  | N |  | Y | 85-493-000 | N |  | N | X |  | Wisconsin Electric Power Co | 20847 | WI | 25
54842 | WM Renewable Energy LLC | 50578 | Stowe Power Production Plant | 1425 Sell Road | Pottstown | PA | 19464 | MONTGOMERY | 40.2724 | -75.6704 | RFC | PJM | PJM Interconnection, LLC |  | 22 | NR | 2 | IPP Non-CHP |  | N |  | Y | 86-1065-000 | N |  | N | X |  | PECO Energy Co | 14940 | PA | 35
39245 | Saint John's Health Center | 50610 | Saint Johns Health Center | 2121 Santa Monica blvd | Santa Monica | CA | 90404 | LOS ANGELES | 34.0303 | -118.4784 | WECC | CISO | California Independent System Operator | City of Santa Monica | 622 | NR | 5 | Commercial CHP |  | Y | 88-337-000 | N |  | N |  | N | X |  | Southern California Edison Co | 17609 | CA | 16 |  |  | ConocoPhillips
58224 | Westwood Generation LLC | 50611 | Westwood Generation LLC | PO Box 312 | Tremont | PA | 17981 | Schuylkill | 40.6191 | -76.45 | RFC | PJM | PJM Interconnection, LLC | Well | 22 | NR | 2 | IPP Non-CHP |  | N |  | N |  | Y | 99-95-000 | N | X |  | PPL Electric Utilities Corp | 14715 | PA | 69
59989 | McKittrick Limited | 50612 | McKittrick Cogen Facility | 4905 Reward Road | Bakersfield | CA | 93251 | Kern | 35.3195 | -119.662 | WECC | CISO | California Independent System Operator | Municipality | 22 | NR | 3 | IPP CHP |  | N |  | N |  | N |  | N | X |  | Pacific Gas & Electric Co | 14328 | CA | 115 |  |  | Kern River Pipeline
13008 | Expera Mosinee LLC | 50614 | Expera Specialty Solutions - Mosinee Mill | 100 Main St | Mosinee | WI | 54455 | Marathon | 44.7881 | -89.6917 | MRO | MISO | Midcontinent Independent Transmission System Operator, Inc.. | Wisconsin River | 322 | NR | 7 | Industrial CHP |  | N |  | N |  | N |  | N | X |  | Wisconsin Public Service Corp | 20860 | WI | 46 |  |  | ANR Pipeline
55983 | Luminant Generation Company LLC | 50615 | TXU Sweetwater Generating Plant | 1000 Co. Rd 119 | Sweetwater | TX | 79556 | Nolan | 32.4928 | -100.365 | TRE | ERCO | Electric Reliability Council of Texas, Inc. | Municipality | 22 | NR | 3 | IPP CHP |  | N |  | N |  | Y | 01-243-000 |  | X |  |  |  |  | 345
54876 | Flambeau River Papers | 50620 | Flambeau River Papers | 200 North First Avenue | Park Falls | WI | 54552 | PRICE | 45.9356 | -90.4472 | MRO | MISO | Midcontinent Independent Transmission System Operator, Inc.. | Flambeau River | 322 | NR | 7 | Industrial CHP |  | N |  | N |  | N |  | N | X |  | Northern States Power Co | 13780 | WI | 34.5 |  |  | northern natural
18000 | State of Rhode Island | 50621 | Central Power Plant | Power Road | Cranston | RI | 2920 | Providence | 41.745 | -71.4584 | NPCC | ISNE | ISO New England Inc. | Providence Water Supply | 622 | NR | 5 | Commercial CHP |  | N |  | N |  | N |  | N | X |  | The Narragansett Electric Co | 13214 | RI | 2.5 |  |  | National Grid
1569 | Berry Petroleum Co | 50622 | Berry Cogen Tanne Hills 18 | 29063 Hwy 33 | Maricopa | CA | 93252 | Kern | 35.0898 | -119.4409 | WECC | CISO | California Independent System Operator |  | 211 | NR | 7 | Industrial CHP |  | Y | 87-106-000 | N |  | N |  | N | X |  | Pacific Gas & Electric Co | 14328 | CA | 69 |  |  | Kern River/Mojave
15174 | Freeport McMoRan Oil & Gas | 50623 | Gaviota Oil Plant | 17100 Calle Mariposa Reina | Goleta | CA | 93117 | Santa Barbara | 34.4751 | -120.2051 | WECC | CISO | California Independent System Operator |  | 324 | NR | 7 | Industrial CHP |  | Y | 84-486-000 | N |  | N |  | N | X |  | Southern California Edison Co | 17609 | CA | 16.5 |  |  | Southern California Gas Co.
12736 | Exxon Mobil Oil Corporation | 50624 | ExxonMobil Oil Torrance Refinery | 3700 West 190th Street | Torrance | CA | 90509 | Los Angeles | 33.8534 | -118.33 | WECC | CISO | California Independent System Operator | Recycled Water | 32411 | NR | 7 | Industrial CHP |  | Y | 06-15-000 | N |  | N |  |  | X |  | Southern California Edison Co | 17609 | CA | 12 |  |  | Pipeline operated by Southern California Gas
6090 | ExxonMobil Oil Corp | 50625 | ExxonMobil Beaumont Refinery | 1795 Burt St. | Beaumont | TX | 77701 | Jefferson | 30.0636 | -94.0753 | SERC | MISO | Midcontinent Independent Transmission System Operator, Inc.. | Lower Neches Valley Authority | 32411 | NR | 7 | Industrial CHP |  | Y | 90-20-000, '04-63-000 | N |  | N |  | N | X |  | Entergy Texas Inc. | 55937 | TX | 138 |  |  | Kinder Morgan, HPL, Centana
56392 | Chalmette Refining LLC | 50626 | Chalmette Refining LLC | 500 W. St.Bernard Hwy | Chalmette | LA | 70043 | St Bernard | 29.9383 | -89.97 | SERC | MISO | Midcontinent Independent Transmission System Operator, Inc.. |  | 32411 | NR | 6 | Industrial Non-CHP |  | N |  | N |  | N |  |  | X |  | Entergy Louisiana LLC | 11241 | LA | 230
5519 | ExxonMobil Oil Corp | 50627 | ExxonMobil Oil Joliet Refinery | Route 55 Arsenal Road East | Channahon | IL | 60410 | Will | 41.4167 | -88.1833 | RFC | PJM | PJM Interconnection, LLC | Desplaines River | 32411 | NR | 7 | Industrial CHP |  | Y | 86-682-000; 86-683-001 | N |  | N |  | N | X |  | Commonwealth Edison Co | 4110 | IL | 34.5 |  |  | Midwestern Pipeline
19691 | Paulsboro Refining Company - LLC | 50628 | Paulsboro Refinery | 800 Billingsport Road | Paulsboro | NJ | 8066 | Gloucester | 39.84 | -75.2583 | RFC | PJM | PJM Interconnection, LLC | Delaware River | 32411 | NR | 7 | Industrial CHP |  | Y | 87-335-001; 87-335-002 | N |  | N |  | N | X |  | Atlantic City Electric Co | 963 | NJ | 69 |  |  | TETCO Natural Gas Pipeline South Jeersey Gas Natural Gas Pipeline
4482 | Covanta Lake Inc | 50629 | Covanta Lake County Energy | 3830 Rogers Industrial Park Rd | Okahumpka | FL | 34762 | Lake | 28.7402 | -81.8892 | FRCC | FPC | Progress Energy Florida | Wells | 22 | NR | 2 | IPP Non-CHP |  | N |  | Y | 85-74-000 | N |  | N | X |  | Duke Energy Florida, Inc | 6455 | FL | 69 |  |  | Florida Gas Transmissions
4476 | Covanta Marion Inc | 50630 | Covanta Marion Inc | 4850 Broolake Road NE | Brooks | OR | 97305 | MARION | 45.0485 | -122.9628 | WECC | PGE | Portland General Electric Company | Wells | 22 | NR | 2 | IPP Non-CHP |  | N |  | Y | 83-118-000 | N |  | N | X |  | Portland General Electric Co | 15248 | OR | 57 |  |  | North West Natural Gas
4498 | Covanta Stanislaus Inc | 50632 | Covanta Stanislaus Energy | 4040 Fink Rd | Crows Landing | CA | 95313 | Stanislaus | 37.3853 | -121.141 | WECC | CISO | California Independent System Operator | Wells | 22 | NR | 2 | IPP Non-CHP |  | N |  | Y | 86-366-000 | N |  | N | X |  | Pacific Gas & Electric Co | 14328 | CA | 60
3102 | Mosaic Company | 50633 | Mosaic Co Bartow Facility | 3200 Highway 60 West | Bartow | FL | 33830 | Polk | 27.908 | -81.9185 | FRCC | TEC | Tampa Electric Company | Wells | 325311 | NR | 7 | Industrial CHP |  | Y | 85-521-001; '85-521-002 | N |  | N |  |  | X |  | Tampa Electric Co | 18454 | FL | 69
2138 | Brainerd Public Utilities | 50636 | Brainerd Public Utilities | 1501 Mill Ave NE | Brainerd | MN | 56401 | Crow Wing | 46.3758 | -94.1817 | MRO | MISO | Midcontinent Independent Transmission System Operator, Inc.. | Mississippi River | 22 | RE | 1 | Electric Utility |  | N |  | Y | 85-708-000 | N |  | N | X |  | Brainerd Public Utilities | 2138 | MN | 34 |  |  | Centerpoint Energy
56225 | Clearwater Paper Corporation | 50637 | Clearwater Paper IPP Lewiston | 803 Mill Rd | Lewiston | ID | 83501 | Nez Perce | 46.4231 | -116.9764 | WECC | AVA | Avista Corporation | Clearwater River | 32213 | NR | 7 | Industrial CHP |  | Y | 83-142-000; '83-143-000; '83-144-000; '92-64-000 | N |  | N |  | N | X |  | Avista Corp | 20169 | ID | 34.5 |  |  | Northwest Pipeline
56225 | Clearwater Paper Corporation | 50638 | Clearwater Paper APP CB | 5082 Hwy 4 North | Arkansas City | AR | 71630 | Desha | 33.7061 | -91.2371 | SERC | MISO | Midcontinent Independent Transmission System Operator, Inc.. | Mississippi River | 32213 | NR | 7 | Industrial CHP |  | N |  | N |  | Y | 85-710-000 | N | X |  | Entergy Arkansas Inc | 814 | AR | 115 |  |  | CEGT
16653 | Sappi Cloquet LLC | 50639 | Sappi Cloquet Mill | 2201 Avenue B | Cloquet | MN | 55720 | Carlton | 46.7243 | -92.4298 | MRO | MISO | Midcontinent Independent Transmission System Operator, Inc.. | Lake Superior | 322122 | NR | 7 | Industrial CHP |  | Y | 85-706-000; '85-706-001; '02-061-000 | Y | 02-363-007 | N |  | N | X |  | ALLETE, Inc. | 12647 | MN | 115 |  |  | MERC (Minnesota Energy Resources)
15262 | Potlatch Land and Lumber LLC | 50640 | Warren Lumber Mill | 810 West Pine St | Warren | AR | 71671 | BRADLEY | 33.6206 | -92.0789 | SERC | MISO | Midcontinent Independent Transmission System Operator, Inc.. | Municipality, Wells | 321 | NR | 7 | Industrial CHP |  | Y | 86-268-000; 86-270-000; 86-269-000; 86-272-000 | N |  | N |  | Y | Y | OP | Entergy Arkansas Inc | 814 | AR | 13.8
4497 | Covanta Indianapolis Inc | 50647 | Covanta Indianapolis Energy | 2320 S. Harding Street | Indianapolis | IN | 46221 | Marion | 39.7345 | -86.1891 | RFC | MISO | Midcontinent Independent Transmission System Operator, Inc.. | Municipality | 562212 | NR | 5 | Commercial CHP |  | N |  | N |  | N |  | N | X |  | Indianapolis Power & Light Co | 9273 | IN | 34.5 |  |  | Unknown
4474 | Covanta Bristol Inc | 50648 | Covanta Bristol Energy | 170 Enterprise Dr | Bristol | CT | 6010 | HARTFORD | 41.6492 | -72.9153 | NPCC | ISNE | ISO New England Inc. | Municipality | 22 | NR | 2 | IPP Non-CHP |  | N |  | Y | 85-582-000 | N |  | N | X |  | Connecticut Light & Power Co | 4176 | CT | 13.8 |  |  | Algonquin
4484 | Covanta Babylon Inc | 50649 | Covanta Babylon Inc | 125 Gleam Street | West Babylon | NY | 11704 | Suffolk | 40.7348 | -73.3868 | NPCC | NYIS | New York Independent System Operator | Wells | 562213 | NR | 4 | Commercial Non-CHP |  | N |  | Y | 86-113-000 | N |  | N | X |  | Long Island Power Authority | 11171 | NY | 69
1950 | ReEnergy Stratton LLC | 50650 | ReEnergy Stratton LLC | Rt. 27 | Stratton | ME | 4982 | Franklin | 45.1406 | -70.4256 | NPCC | ISNE | ISO New England Inc. | Wells | 22 | NR | 2 | IPP Non-CHP |  | N |  | Y | 86-514-001 | N |  | N | X |  | Central Maine Power Co | 3266 | ME | 120
2598 | Burrows Paper Corp | 50652 | Lyonsdale Associates | Lyonsdale Road | Lyons Falls | NY | 13368 | Lewis | 43.6189 | -75.3055 | NPCC | NYIS | New York Independent System Operator | Moose River | 22 | NR | 2 | IPP Non-CHP |  | N |  | Y | 85-48-000 | N |  |  | X |  | National Grid Generation, LLC | 26751 |  | 115
34691 | Ormat Nevada Inc | 50654 | Steamboat Hills LP | 20590 Wedge Parkway | Reno | NV | 89521 | Washoe | 39.37 | -119.7669 | WECC | NEVP | Nevada Power Company | Wells | 22 | NR | 2 | IPP Non-CHP |  | N |  | Y | 87-383-000 | N |  |  | X |  | Sierra Pacific Power Co | 17166 | NV | 120
9097 | Huntington Resource Recovery | 50656 | Huntington Resource Recovery Facility | 99 Town Line Road | East Northport | NY | 11731 | SUFFOLK | 40.8814 | -73.2906 | NPCC | NYIS | New York Independent System Operator | Suffolk County Water Authority | 22 | NR | 2 | IPP Non-CHP |  | N |  | Y | 88-274-000 | N |  | N | X |  | Long Island Power Authority | 11171 | NY | 69
49760 | Covanta Montgomery, Inc. | 50657 | Montgomery County Resource Recovery | 21204 Martinsburg Rd | Dickerson | MD | 20842 | Montgomery | 39.2006 | -77.4556 | RFC | PJM | PJM Interconnection, LLC | Mirant Discharge Canal | 22 | NR | 2 | IPP Non-CHP |  | N |  | Y | 90-185-001 | N |  | N | X |  | Potomac Electric Power Co | 15270 | MD | 69 |  |  | Washington Gas Distribution Service
4425 | Covanta Fairfax Inc | 50658 | Covanta Fairfax Energy | 9898 Furnace Road | Lorton | VA | 22079 | Fairfax | 38.695 | -77.2411 | SERC | PJM | PJM Interconnection, LLC | Municipality | 22 | NR | 2 | IPP Non-CHP |  | N |  | Y | 87-605-000 | N |  | N | X |  | Virginia Electric & Power Co | 19876 | VA | 230 |  |  | Washington Natural Gas
56316 | Covanta Tulsa Renewable Energy LLC | 50660 | Covanta Tulsa Renewable Energy LLC | 2122 S. Yukon Ave | Tulsa | OK | 74107 | Tulsa | 36.1319 | -96.0181 | SPP | SWPP | Southwest Power Pool | Municipality | 32411 | NR | 7 | Industrial CHP |  | N |  | N |  | N |  |  | X |  | Public Service Co of Oklahoma | 15474 | OK | 69 |  |  | Oklahoma Natural Gas
13982 | Ogden Projects Inc-Haverhill | 50661 | Covanta Haverhill | 100 Recovery Way | Haverhill | MA | 1835 | Essex | 42.765 | -71.1242 | NPCC | ISNE | ISO New England Inc. | Municipality | 22 | NR | 2 | IPP Non-CHP |  | N |  | Y | 87-58-000 | N |  | N | X |  | Massachusetts Electric Co | 11804 | MA | 23
4487 | Covanta Onondega LP | 50662 | Onondaga County Resource Recovery | 5801 Rock Cut Road | Jamesville | NY | 13078 | Onondaga | 43.0047 | -76.1149 | NPCC | NYIS | New York Independent System Operator |  | 562213 | NR | 4 | Commercial Non-CHP |  | N |  | Y | 92-85-000 | N |  | N | X |  | Niagara Mohawk Power Corp. | 13573 | NY | 115 |  |  | National Grid
4496 | Covanta Alexandria/Arlington | 50663 | Covanta Alexandria/Arlington Energy | 5301 Eisenhower Ave | Alexandria | VA | 22304 | Alexandria City | 38.8014 | -77.1288 | SERC | PJM | PJM Interconnection, LLC | Municipality | 562213 | NR | 4 | Commercial Non-CHP |  | N |  | Y | 85-142-000 | N |  | N | X |  | Virginia Electric & Power Co | 19876 | VA | 13.8
4427 | Covanta Projects LP | 50664 | Covanta Wallingford Energy | 530 South Cherry Street | Wallingford | CT | 6492 | New Haven | 41.4405 | -72.8351 | NPCC | ISNE | ISO New England Inc. | Municipality | 562213 | NR | 4 | Commercial Non-CHP |  | N |  | Y | 86-933-000 | N |  | N | X |  | Connecticut Light & Power Co | 4176 | CT | 115
14519 | Pasco County | 50666 | Pasco Cnty Solid Waste Resource Recovery | 14230 hays road | Spring Hill | FL | 34610 | Pasco | 28.3681 | -82.5583 | FRCC | FPC | Progress Energy Florida | Municipality | 22 | NR | 2 | IPP Non-CHP |  | N |  | Y | 86-1096-000 | N |  | N | X |  | Duke Energy Florida, Inc | 6455 | FL | 115 |  |  | Natural Choice Transmission Services
14395 | Palm Springs City of | 50674 | Municipal Cogen Plant | 205 N. El Cielo | Palm Springs | CA | 92263 | Riverside | 33.8247 | -116.5106 | WECC | CISO | California Independent System Operator | Desert Water Agency | 92 | NR | 4 | Commercial Non-CHP |  | Y | 84-25-000 | N |  | N |  | N | X |  | Southern California Edison Co | 17609 | CA | 12 |  |  | Southern CA Gas
56838 | KEI (Maine) Power Management (III) LLC | 50688 | Gardiner | 563 Water Street | Gardiner | ME | 4345 | Kennebec | 44.2218 | -69.7857 | NPCC | ISNE | ISO New England Inc. | Cobbosseecontee River | 22 | NR | 2 | IPP Non-CHP |  | N |  | Y | 89-228-001 | N |  |  | X |  | Central Maine Power Co | 3266 | ME | 12
2770 | Terra-Gen Operating Co LLC | 50690 | San Gorgonio Westwinds II LLC | 19435 Ruppert Street | N Palm Springs | CA | 92258 | Riverside | 33.934 | -116.5781 | WECC | CISO | California Independent System Operator |  | 22 | NR | 2 | IPP Non-CHP |  | N |  | Y | 85-188-001; 85-8-01; 89-344-001 | N |  |  | X |  | Southern California Edison Co | 17609 | CA | 34
14155 | Orange County Sanitation Dist | 50696 | Plant No 1 Orange County | 10844 Ellis Avenue | Fountain Valley | CA | 92708 | Orange | 33.6942 | -117.9381 | WECC | CISO | California Independent System Operator | Treated Waste Water | 562212 | NR | 5 | Commercial CHP |  | Y | 87-519-000 | N |  | N |  | N | X |  | Southern California Edison Co | 17609 | CA | 66 |  |  | Southern California Gas Co.
56837 | KEI (Maine) Power Management (II) LLC | 50699 | Pumpkin Hill | 172 Tannery Road | Lowell | ME | 4967 | Penobscot | 45.1868 | -68.4649 | NPCC | ISNE | ISO New England Inc. | Passadumkeag River | 22 | NR | 2 | IPP Non-CHP |  | N |  | Y | 06-325-000 | N |  |  | X |  | Emera Maine | 1179 | ME | 12.5
15795 | William G. Reed Jr | 50700 | Lilliwaup Falls Generating | N. 501 Lilliwaup St | Lilliwaup | WA | 98555 | Mason | 47.4706 | -123.1153 | WECC | BPAT | Bonneville Power Administration | Lilliwaup Creek | 22 | NR | 2 | IPP Non-CHP |  | N |  | Y | QF15-137-000 | N |  | N | X |  | PUD No 1 of Mason County | 22355 | WA | 12.5 | 7.2
4211 | Consolidated Hydro NH, Inc | 50702 | Salmon Falls | Liberty Street | South Berwick | ME | 3908 | York | 43.227 | -70.8109 | NPCC | ISNE | ISO New England Inc. | Salmon Falls River | 22 | NR | 2 | IPP Non-CHP |  | N |  | Y | 01-20-000 | N |  |  | X |  | Public Service Co of NH | 15472 | NH | 4.16
17902 | Somersworth Hydro Company, Inc. | 50704 | Somersworth Lower Great Dam | 82 Buffumsville Road | Somersworth | NH | 3878 | Strafford | 43.2511 | -70.8408 | NPCC | ISNE | ISO New England Inc. | Salmon Falls River | 22 | NR | 2 | IPP Non-CHP |  | N |  | Y | 01-21-000 | N |  |  | X |  | Public Service Co of NH | 15472 | NH | 41.6
30151 | Tri-State G & T Assn, Inc | 50707 | JM Shafer Generating Station | 6811 Weld County Road 31 | Ft. Lupton | CO | 80621 | Weld | 40.0986 | -104.7736 | WECC | PSCO | Public Service Company of Colorado | Municipality | 22 | RE | 1 | Electric Utility |  | N |  | N |  | N |  | N | X |  | Public Service Co of Colorado | 15466 | CO | 230 |  |  | Colorado Interstate Gas Company (CIG)
18814 | Thermo Greeley LLC | 50709 | Thermo Greeley | 846 N 6th Ave | Greeley | CO | 80631 | Weld | 40.4406 | -104.6863 | WECC | PSCO | Public Service Company of Colorado | Municipality | 22 | NR | 3 | IPP CHP |  | Y | 96-35-000 | N |  | N |  | N | X |  | Public Service Co of Colorado | 15466 | CO | 115 |  |  | DCP pipeline to the plant which is interconnected to the CIG pipeline at NEFF
19511 | University of Alaska | 50711 | University of Alaska Fairbanks | 802 Alumni drive | Fairbanks | AK | 99775 | Fairbanks North Star | 64.8542 | -147.8221 | ASCC |  |  |  | 611 | NR | 5 | Commercial CHP |  | N |  | N |  | N |  | N | X |  | Golden Valley Elec Assn Inc | 7353 | AK | 69 |  |  | Fairbanks natural gas distribution system
10127 | Kenetech Windpower Inc | 50712 | Altamont Pass Windplant | 12050 Altamont Pass Road | Livermore | CA | 94550 | Alameda | 37.7341 | -121.6516 | WECC | CISO | California Independent System Operator |  | 22 | NR | 2 | IPP Non-CHP |  | N |  | N |  | N |  |  | X |  | Pacific Gas & Electric Co | 14328 | CA | 695
7601 | Green Mountain Power Corp | 50713 | Huntington Falls | 32 Morgan Horse Farm Road | Weybridge | VT | 5753 | Addison | 44.0703 | -73.1961 | NPCC | ISNE | ISO New England Inc. | Otter Creek | 22 | RE | 1 | Electric Utility |  | N |  | Y | 80-17-000 | N |  |  | X |  | Green Mountain Power Corp | 7601 | VT | 46
22696 | Notch Butte Hydro Co Inc | 50718 | Notch Butte Hydro | 190 Arkoosh Road | Shoshone | ID | 83352 | Lincoln | 42.9544 | -114.4626 | WECC | IPCO | Idaho Power Company | Littlewood River | 22 | NR | 2 | IPP Non-CHP |  | N |  | Y | 88-3-000 | N |  |  | X |  | Idaho Power Co | 9191 | ID | 2
54843 | WM Illinois Renewable Energy LLC | 50721 | Tazewell Gas Recovery | 3550 E. Washington Street | East Peoria | IL | 61611 | Tazewell | 40.6817 | -89.5167 | SERC | MISO | Midcontinent Independent Transmission System Operator, Inc.. |  | 22 | NR | 2 | IPP Non-CHP |  | N |  | Y | 88-270-000 | N |  | N | X |  | Ameren Illinois Company | 56697 | IL | 13
2836 | BP America Inc | 50722 | BP Naperville Cogeneration Facility | 150 West Warrenville | Naperville | IL | 60563 | DuPage | 41.8108 | -88.1486 | RFC | PJM | PJM Interconnection, LLC | City Of Naperville | 324 | NR | 7 | Industrial CHP |  | Y | 89-305-001 | N |  | N |  | N | X |  | City of Naperville - (IL) | 13208 | IL | 34 |  |  | Nicor
6529 | Exxon Mobil Production Co | 50728 | ExxonMobil Garden City Gas Plant | Hwy 317 S 1/2 mile, Hwy 90, | Centerville | LA | 70522 | St Mary | 29.7 | -91.55 | SERC |  |  | Municipality | 211 | NR | 7 | Industrial CHP |  | N |  | N |  | N |  |  | X
19517 | United States Steel- Clairton | 50729 | Clairton Works | 400 State St. | Clairton | PA | 15025 | Allegheny | 40.3097 | -79.8819 | RFC | PJM | PJM Interconnection, LLC | Monongahela River | 3311 | NR | 7 | Industrial CHP |  | N |  | N |  | N |  | N | X |  | Duquesne Light Co | 5487 | PA | 138 |  |  | M-85
19370 | United States Steel Corporation | 50730 | Fairfield Works | 5700 Valley Road | Fairfield | AL | 35064 | Jefferson | 33.4885 | -86.9212 | SERC | SOCO | Southern Company Services, Inc. - Trans | Inland Lake | 3311 | NR | 6 | Industrial Non-CHP |  | N |  | N |  | N |  |  | X |  | Alabama Power Co | 195 | AL | 44 |  |  | Southern Natural Gas
19519 | United States Steel-Mon Valley | 50732 | Mon Valley Works | Camp Hollow Road | Dravosburg | PA | 15034 | Allegheny | 40.3925 | -79.8564 | RFC | PJM | PJM Interconnection, LLC | Monongahela River | 3311 | NR | 7 | Industrial CHP |  | N |  | N |  | N |  |  | X |  | Duquesne Light Co | 5487 | PA | 138 |  |  | M-81
19526 | United States Steel-Gary | 50733 | Gary Works | 1 North Broadway | Gary | IN | 46402 | Lake | 41.6224 | -87.3289 | RFC | MISO | Midcontinent Independent Transmission System Operator, Inc.. | Lake Michigan | 3311 | NR | 7 | Industrial CHP |  | N |  | N |  | N |  |  | X |  | Northern Indiana Pub Serv Co | 13756 | IN | 138 |  |  | NIPSCO
57182 | ReEnergy Sterling CT LP | 50736 | Exeter Energy LP | P.O. Box 188 | Sterling | CT | 6377 | Windham | 41.7124 | -71.8223 | NPCC | ISNE | ISO New England Inc. | Sterling Municipal Water Co | 22 | NR | 2 | IPP Non-CHP |  | N |  | N |  | Y | 01-174-000 | N | X |  | Connecticut Light & Power Co | 4176 | CT | 115
15085 | Pinetree Power Tamworth Inc | 50739 | Pinetree Power Tamworth | 469 Plains Rd | Tamworth | NH | 3886 | Carroll | 43.8358 | -71.1967 | NPCC | ISNE | ISO New England Inc. | Wells | 22 | NR | 2 | IPP Non-CHP |  | N |  | Y | 86-511-000 | N |  |  | X |  | Public Service Co of NH | 15472 | NH | 115
15213 | Pontook Operating LP | 50741 | Pontook Hydro Facility | 48 Hydro Drive | Dummer | NH | 3588 | Coos | 44.6328 | -71.2474 | NPCC | ISNE | ISO New England Inc. | Androscoggin River | 22 | NR | 2 | IPP Non-CHP |  | N |  | Y | 85-528-000 | N |  |  | X |  | Public Service Co of NH | 15472 | NH | 115
18020 | Starrett City Inc | 50743 | Starrett City Cogen Facility | 165 Elmira Loop | Brooklyn | NY | 11239 | Kings | 40.6492 | -73.8792 | NPCC | NYIS | New York Independent System Operator | NYC Dep | 521 | NR | 5 | Commercial CHP |  | Y | 85-654-000 | N |  | N |  | N | X |  | Consolidated Edison Co-NY Inc | 4226 | NY | 4.16 |  |  | NATIONAL GRID
14182 | Sterling Power Partners LP | 50744 | Sterling Power Plant | 110 East Seneca Street | Sherrill | NY | 13461 | Oneida | 43.0803 | -75.601 | NPCC | NYIS | New York Independent System Operator | Municipality | 22 | NR | 2 | IPP Non-CHP |  | N |  | N |  | N |  | N | X |  | Niagara Mohawk Power Corp. | 13573 | NY | 115 |  |  | National Grid
2871 | OLS Energy-Agnews Inc. | 50748 | Agnews Power Plant | 3800 Cisco Way | San Jose | CA | 95134 | Santa Clara | 37.4058 | -121.9272 | WECC | CISO | California Independent System Operator | Municipality | 22 | NR | 2 | IPP Non-CHP |  | N |  | N |  | N |  | N | X |  | Pacific Gas & Electric Co | 14328 | CA | 115 |  |  | PACIFIC GAS & ELECTRIC GAS LINE V01
23005 | Aera Energy LLC-Coalinga | 50750 | Coalinga Cogeneration Facility | 29010 Shell Rd | Coalinga | CA | 93210 | Fresno | 36.1703 | -120.3641 | WECC | CISO | California Independent System Operator | Municipality | 211 | NR | 7 | Industrial CHP |  | Y | 87-201 | N |  | N |  | N | X |  | Pacific Gas & Electric Co | 14328 | CA | 70 |  |  | Pacific Gas & Electric
54713 | Chevron USA Inc | 50751 | Southeast Kern River Cogen | 3500 Alfred Harrel Hwy | Bakersfield | CA | 93308 | Kern | 35.4206 | -118.9644 | WECC | CISO | California Independent System Operator | Wells | 211 | NR | 7 | Industrial CHP |  | Y | 87-202-000 | N |  | N |  | N | X |  | Pacific Gas & Electric Co | 14328 | CA | 115 |  |  | Mojave Gas Pipeline
164 | AERA Energy LLC | 50752 | South Belridge Cogeneration Facility | 19590 Seventh Standard Rd | McKittrick | CA | 93251 | Kern | 35.4386 | -119.7075 | WECC | CISO | California Independent System Operator |  | 211 | NR | 7 | Industrial CHP |  | Y | 87-230-000 | N |  | N |  | N | X |  | Pacific Gas & Electric Co | 14328 | CA | 115 |  |  | Southern California Gas Company Own Distribution
13938 | Oak Creek Energy System Inc II | 50754 | Oak Creek Energy Systems I | 14633 Willow Springs Rd. | Mojave | CA | 93501 | Kern | 35.0439 | -118.2764 | WECC | CISO | California Independent System Operator |  | 22 | NR | 2 | IPP Non-CHP | N | N |  | Y | 99-66-000 | N |  |  | X |  | Southern California Edison Co | 17609 | CA | 66
12745 | Modesto Irrigation District | 50755 | New Hogan Power Plant | 2713 Hogan Dam Road | Valley Springs | CA | 95252 | Calaveras | 38.1496 | -120.8149 | WECC | CISO | California Independent System Operator | New Hogan Reservoir | 22 | RE | 1 | Electric Utility |  | N |  | Y | 85-28-000 | N |  | N | X |  | Pacific Gas & Electric Co | 14328 | CA | 69
19013 | Topsham Hydro Partners | 50758 | Pejepscot Hydroelectric Project | 110 Pejepscot Village | Topsham | ME | 4086 | Sagadahoc | 43.9574 | -70.0242 | NPCC | ISNE | ISO New England Inc. | Hydroelectric | 22 | NR | 2 | IPP Non-CHP |  | N |  | Y | 84-258-001 | N |  |  | X |  | Central Maine Power Co | 3266 | ME | 34.5
57144 | Northbrook Carthage LLC | 50759 | West End Dam Hydroelectric Project | 695 West End Avenue | Carthage | NY | 13619 | Jefferson | 43.9829 | -75.6206 | NPCC | NYIS | New York Independent System Operator | Hydroelectric-River | 22 | NR | 2 | IPP Non-CHP |  | N |  | Y | 84-353-000 | N |  | N | X |  | Niagara Mohawk Power Corp. | 13573 | NY | 23
56764 | USG Nevada LLC | 50760 | Empire | P.O. Box 135 | P.O. Box 135 | NV | 89412 | Washoe | 40.3714 | -119.4092 | WECC | NEVP | Nevada Power Company | Cooling Wells | 22 | NR | 2 | IPP Non-CHP |  | N |  | Y | 87-512-001 | N |  | N | X |  | Sierra Pacific Power Co | 17166 | NV | 69
34691 | Ormat Nevada Inc | 50762 | Ormesa IH | 3300 East Evan Hewes Highway | Holtville | CA | 92250 | Imperial | 32.7842 | -115.2475 | WECC | IID | Imperial Irrigation District | Imperial Irrigation Water Dist | 22 | NR | 2 | IPP Non-CHP |  | N |  | Y | 88-532-003 | N |  |  | X |  | Imperial Irrigation District | 9216 | CA | 92
34691 | Ormat Nevada Inc | 50763 | Steamboat 1 | 1010 Power Plant Drive | Reno | NV | 89521 | Washoe | 39.3939 | -119.7537 | WECC | NEVP | Nevada Power Company | Wells | 22 | NR | 2 | IPP Non-CHP |  | N |  | Y | 87-397-000 | N |  |  | X |  | Sierra Pacific Power Co | 17166 | NV | 120
34691 | Ormat Nevada Inc | 50764 | Ormesa IE | 3300 East Evan Hewes Highway | Holtville | CA | 92250 | Imperial | 32.8041 | -115.2475 | WECC | IID | Imperial Irrigation District | Imperial Irrigation Water Dist | 22 | NR | 2 | IPP Non-CHP |  | N |  | Y | 88-381-000 | N |  |  | X |  | Imperial Irrigation District | 9216 | CA | 92
50131 | Enel Stillwater LLC | 50765 | Stillwater Facility | 4785 Lawrence Lane | Fallon | NV | 89406 | Churchill | 39.5475 | -118.5556 | WECC | NEVP | Nevada Power Company | Wells | 22 | NR | 2 | IPP Non-CHP |  | N |  | Y | 87-039-000; 89-039-000 | N |  |  | X |  | Sierra Pacific Power Co | 17166 | NV | 60
34691 | Ormat Nevada Inc | 50766 | Ormesa I | 3300 East Evan Hewes Highway | Holtville | CA | 92250 | Imperial | 32.8156 | -115.2568 | WECC | IID | Imperial Irrigation District | Imperial Irrigation Water Dist | 22 | NR | 2 | IPP Non-CHP |  | N |  | N |  | N |  |  | X |  | Imperial Irrigation District | 9216 | CA | 92
57184 | Ampersand Mount Ida Hydro LLC | 50768 | Forestport | Canal Rd | Forestport | NY | 13421 | Oneida | 43.4425 | -75.2159 | NPCC | NYIS | New York Independent System Operator | Black River | 22 | NR | 2 | IPP Non-CHP |  | N |  | Y | 88-415-000 | N |  |  | X |  | National Grid Generation, LLC | 26751 |  | 46
19781 | Viking Energy Corp | 50770 | Viking Energy of McBain | 6751 W. Gerwoude Dr | McBain | MI | 49657 | Missaukee | 44.204 | -85.2206 | RFC | MISO | Midcontinent Independent Transmission System Operator, Inc.. | Wells | 22 | NR | 2 | IPP Non-CHP |  | N |  | Y | 84-399-002 | N |  | N | X |  | Consumers Energy Co | 4254 | MI | 46 |  |  | Consumers Energy
19900 | Viking Energy Corp | 50771 | Viking Energy of Northumberland | 909 Cannery Road | Northumberland | PA | 17857 | Northumberland | 40.9172 | -76.8146 | RFC | PJM | PJM Interconnection, LLC | Wells | 22 | NR | 3 | IPP CHP |  | N |  | Y | 84-348-006 | N |  | N | X |  | PPL Electric Utilities Corp | 14715 | PA | 69 |  |  | UGI -Pennsylvania Natural Gas
19781 | Viking Energy Corp | 50772 | Viking Energy of Lincoln | 509 West State Rd | Lincoln | MI | 48742 | Alcona | 44.68 | -83.4167 | RFC | MISO | Midcontinent Independent Transmission System Operator, Inc.. | Wells | 22 | NR | 2 | IPP Non-CHP |  | N |  | Y | 84-349-005 | N |  |  | X |  | ITC Transmission | 56068 | MI | 138 |  |  | Consumers Energy Distribution System
54827 | Telogia Power LLC | 50774 | Telogia Power | 20082 Telogia Power Road | Telogia | FL | 32360 | Liberty | 30.3349 | -84.8182 | FRCC | FPC | Progress Energy Florida | Wells | 22 | NR | 2 | IPP Non-CHP |  | N |  | Y | 86-611-000 | N |  | Y | N | OP | Duke Energy Florida, Inc | 6455 | FL | 69
14432 | Panther Creek Power Operating, LLC | 50776 | Panther Creek Energy Facility | 4 Dennison Road | Nesquehoning | PA | 18240 | Carbon | 40.8556 | -75.8781 | RFC | PJM | PJM Interconnection, LLC | Municipality Resevoir | 22 | NR | 2 | IPP Non-CHP |  | N |  | Y | 87-059-012 | N |  | N | X |  | Metropolitan Edison Co | 12390 | PA | 69
21148 | Zapco Energy Tactics Corp | 50782 | Taylor Energy Partners LP | 1050 Union Street | Taylor | PA | 18517 | Lackawanna | 41.3878 | -75.7172 | RFC | PJM | PJM Interconnection, LLC |  | 22 | NR | 2 | IPP Non-CHP |  | N |  | Y | 86-1071-000 | N |  |  | X |  | PPL Electric Utilities Corp | 14715 | PA | 13.8
21148 | Zapco Energy Tactics Corp | 50788 | Lafayette Energy Partners LP | 23 Old Beaver Run Road | Branchville | NJ | 7826 | Sussex | 41.175 | -74.7631 | RFC | PJM | PJM Interconnection, LLC |  | 22 | NR | 2 | IPP Non-CHP |  | N |  | N |  | N |  | N | X |  | Jersey Central Power & Lt Co | 9726 | OH | 4.8
55914 | GE Energy Financial Services | 50799 | Parlin Power Plant | 790 Washington Road | Parlin | NJ | 8859 | Middlesex | 40.4607 | -74.3272 | RFC | PJM | PJM Interconnection, LLC | Municipality | 22 | NR | 2 | IPP Non-CHP |  | N |  | N |  | Y | 08-649-000 | N | X |  | Jersey Central Power & Lt Co | 9726 | NJ | 230 |  |  | Transcontinental Gas Pipeline
18153 | RockTenn-Uncasville | 50801 | Uncasville Mill | 125 Depot Road | Uncasville | CT | 6382 | New London | 41.4336 | -72.0983 | NPCC | ISNE | ISO New England Inc. | Gair Pond | 32213 | NR | 7 | Industrial CHP |  | Y | 88-453-00 | N |  | N |  | N | X |  | Connecticut Light & Power Co | 4176 | CT | 13.2 |  |  | Yankee Gas
27718 | RockTenn-Seminole | 50803 | Seminole Mill | 9649 East Port Rd | Jacksonville | FL | 32218 | Duval | 30.4178 | -81.5978 | FRCC | JEA | JEA | Deep Wells, Recycle | 32213 | NR | 7 | Industrial CHP |  | Y | 88-220-000 | N |  | N |  | N | X |  | JEA | 9617 | FL | 138 |  |  | Teco Peoples Gas
20505 | Weyerhaeuser NR Port Wentworth | 50804 | Port Wentworth Mill | 1 Bonnybridge Road | Port Wentworth | GA | 31407 | Chatham | 32.1561 | -81.1586 | SERC | SOCO | Southern Company Services, Inc. - Trans | Municipality | 322 | NR | 7 | Industrial CHP |  | Y | 01-127-003 | Y | 01-127-003 | N |  | N | X |  | Georgia Power Co | 7140 | GA | 46 |  |  | Southern Natural Gas Pipeline (Sonat)
18162 | WestRock-Florence | 50806 | Florence Mill | Paper Mill Road | Florence | SC | 29501 | Florence | 34.1497 | -79.5606 | SERC | CPLE | Progress Energy Carolinas - EAST | Great Pee Dee River | 322122 | NR | 7 | Industrial CHP |  | Y | 85-102-001; 85-102-002 | N |  | N |  | N | X |  | Duke Energy Progress - (NC) | 3046 | SC | 115 |  |  | TRANSCO
18157 | WestRock Corp-Panama City | 50807 | WestRock Panama City Mill | One Everitt Ave | Panama City | FL | 32401 | Bay | 30.142 | -85.6211 | FRCC | SOCO | Southern Company Services, Inc. - Trans | Municipality | 322122 | NR | 7 | Industrial CHP |  | N |  | N |  | N |  | Y | N | OP | Gulf Power Co | 7801 | FL | 40 |  |  | The Florida Transmission Gas Line
18155 | Westrock (LA) | 50810 | Westrock Hodge (LA) | Mill Street | Hodge | LA | 71247 | JACKSON | 32.2752 | -92.7277 | SERC | MISO | Midcontinent Independent Transmission System Operator, Inc.. | Wells | 322122 | NR | 7 | Industrial CHP |  | N |  | N |  | N |  |  | X |  | Entergy Louisiana LLC | 11241 | LA | 13.8 |  |  | Pelico
18158 | RockTenn CP LLC Coshocton | 50811 | RockTenn Coshocton Mill | 500 North 4th Street | Coshocton | OH | 43812 | COSHOCTON | 40.2797 | -81.8623 | RFC | PJM | PJM Interconnection, LLC | Municipality | 32213 | NR | 7 | Industrial CHP |  | Y | 82-25-001 | N |  | N |  | N | X |  | Ohio Power Co | 14006 | OH | 69 |  |  | Columbia Gas of Ohio
18147 | RockTenn-Hopewell | 50813 | Hopewell Mill | 910 Industrial St. | Hopewell | VA | 23860 | Hopewell City | 37.2914 | -77.2816 | SERC | PJM | PJM Interconnection, LLC | Appomatox & James Rivers | 32213 | NR | 7 | Industrial CHP |  | Y | 87-350-004 | N |  | N |  | Y | Y | OP | Virginia Electric & Power Co | 19876 | VA | 13.8 |  |  | Shell / Columbia
55879 | Optim Energy LLC | 50815 | Optim Energy Altura Cogen LLC | 2330 Sheldon Road | Channelview | TX | 77530 | Harris | 29.8161 | -95.1077 | TRE | ERCO | Electric Reliability Council of Texas, Inc. | San Jacinto River Basin | 22 | NR | 3 | IPP CHP |  | Y | 83-355-0012 | N |  | N |  |  | X |  | CenterPoint Energy | 8901 | TX | 138 |  |  | Kinder Morgan Tejas Houston Pipeline
59099 | New Dimension Energy Company, LLC | 50818 | Dyer Road | 14740 Altamont Pass Road | Tracy | CA | 95391 | San Joaquin | 37.7392 | -121.4322 | WECC | CISO | California Independent System Operator | Municipality | 22 | NR | 2 | IPP Non-CHP | N | N |  | Y | QF05-78 | N |  | N | X |  | Pacific Gas & Electric Co | 14328 | CA | 34
59099 | New Dimension Energy Company, LLC | 50819 | ESI Project | 14740 Altamont Pass Road | Tracy | CA | 95376 | Alameda | 37.7392 | -121.4322 | WECC | CISO | California Independent System Operator | Municipality | 22 | NR | 2 | IPP Non-CHP |  | N |  | Y | QF05-78 | N |  |  | X |  | Pacific Gas & Electric Co | 14328 | CA
59901 | Yavi Energy LLC | 50820 | East Winds Project | 5400 N Indian Canyon Drive | Palm Springs | CA | 92262 | Riverside | 33.8909 | -116.5415 | WECC | CISO | California Independent System Operator |  | 22 | NR | 2 | IPP Non-CHP |  | N |  | Y | 85-229-000 | N |  |  | X |  | Southern California Edison Co | 17609 | CA | 34
2770 | Terra-Gen Operating Co LLC | 50821 | Mojave 16 | 7021 Oak Creek Road | Mojave | CA | 93501 | Kern | 35.05 | -118.2572 | WECC | CISO | California Independent System Operator |  | 22 | NR | 2 | IPP Non-CHP |  | N |  | Y | 88-364-000 | N |  |  | X |  | Southern California Edison Co | 17609 | CA | 230
2770 | Terra-Gen Operating Co LLC | 50822 | Mojave 17 | 7021 Oak Creek Road | Mojave | CA | 93501 | Kern | 35.05 | -118.2572 | WECC | CISO | California Independent System Operator |  | 22 | NR | 2 | IPP Non-CHP |  | N |  | Y | 88-364-000 | N |  |  | X |  | Southern California Edison Co | 17609 | CA | 230
2770 | Terra-Gen Operating Co LLC | 50823 | Mojave 18 | 7021 Oak Creek Road | Mojave | CA | 93501 | Kern | 35.05 | -118.2564 | WECC | CISO | California Independent System Operator |  | 22 | NR | 2 | IPP Non-CHP |  | N |  | Y | 88-368-000 | N |  |  | X |  | Southern California Edison Co | 17609 | CA | 230
56545 | Pattern Operators LP | 50826 | Tres Vaqueros Wind Farms LLC | 8001 N. Vasco Road | Livermore | CA | 94550 | Contra Costa | 37.7719 | -121.74 | WECC | CISO | California Independent System Operator | n/a | 22 | NR | 2 | IPP Non-CHP | N | N |  | Y | 85-668-001 | N |  | N | X |  | Pacific Gas & Electric Co | 14328 | CA | 230
19314 | Twin Falls Hydro Associates LP | 50827 | Twin Falls Hydro | 49032 Southeast 177th Street | North Bend | WA | 98033 | King | 47.4446 | -121.6878 | WECC | PSEI | Puget Sound Energy | Snoqualmie River | 22 | NR | 2 | IPP Non-CHP |  | N |  | Y | 82-224 | N |  |  | X |  | Puget Sound Energy Inc | 15500 | WA | 230
13876 | Nove Investments I LLC | 50831 | Nove Power Plant | 1 Parr Blvd | Richmond | CA | 94801 | Contra Costa | 37.9676 | -122.382 | WECC | CISO | California Independent System Operator |  | 22 | NR | 2 | IPP Non-CHP |  | N |  | Y | 85-215-001 | N |  | N | X |  | City of Alameda | 207 | CA | 12
3477 | City of Chicopee - (MA) | 50832 | Chicopee Hydroelectric Station | Main Street | Chicopee | MA | 1020 | HAMPDEN | 42.1596 | -72.5828 | NPCC | ISNE | ISO New England Inc. | Chicopee River | 22 | RE | 1 | Electric Utility |  | N |  | N |  | N |  | N | X |  | Western Massachusetts Electric Company | 20455 | MA | 13.8
18414 | TES Filer City Station LP | 50835 | TES Filer City Station | 700 Mee St. | Filer City | MI | 49634 | Manistee | 44.2173 | -86.2891 | RFC | MISO | Midcontinent Independent Transmission System Operator, Inc.. | Manistee Lake | 22 | NR | 3 | IPP CHP |  | Y | 87-481-001 | N |  | N |  | N | X |  | ITC Transmission | 56068 | MI | 138 |  |  | DTE Energy
16899 | SERRF Joint Powers Authority | 50837 | Southeast Resource Recovery | 120 Pier S. Ave | Long Beach | CA | 90802 | Los Angeles | 33.7592 | -118.2399 | WECC | CISO | California Independent System Operator | Municipality | 22 | NR | 3 | IPP CHP |  | N |  | Y | 86-105-000 | N |  | N | X |  | Southern California Edison Co | 17609 | CA | 66 |  |  | Long Beach Gas Company
56097 | Noranda Alumina LLC | 50846 | Noranda Alumina LLC | 1111 Airline Highway | Gramercy | LA | 70052 | St James | 30.054 | -90.6693 | SERC | MISO | Midcontinent Independent Transmission System Operator, Inc.. | Mississippi River | 331 | NR | 7 | Industrial CHP |  | Y | 83-176-000 | N |  | N |  | N | X |  | Entergy Louisiana LLC | 11241 | LA | 13.8 |  |  | Gulf South Chevron Acadian
49905 | Olympus Power | 50849 | PE Berkeley | Frank Schlessenger Way Oxford | Berkeley | CA | 94720 | Alameda | 37.8703 | -122.2634 | WECC | CISO | California Independent System Operator | East Bay MWD | 611 | NR | 5 | Commercial CHP |  | Y | 84-496-000; 91-69-000 | N |  | N |  | N | X |  | Pacific Gas & Electric Co | 14328 | CA | 12 |  |  | PG&E Gas line. Unsure of exact designation serving the Facility/ University.
14265 | OLS Energy-Chino | 50850 | OLS Energy Chino | 5601 Eucalyptus Ave. | Chino | CA | 91710 | San Bernardino | 33.9896 | -117.6809 | WECC | CISO | California Independent System Operator | Municipality | 22 | NR | 3 | IPP CHP |  | Y | 84-443-000; '91-66-000 | N |  | N |  | N | X |  | Southern California Edison Co | 17609 | CA | 66 |  |  | Souther California Gas
56835 | CSUCI Site Authority | 50851 | CSUCI Site Authority | 1947 W. Potrero Rd | Camarillo | CA | 93012 | Ventura | 34.162 | -119.0479 | WECC | CISO | California Independent System Operator | Municipality | 22 | NR | 3 | IPP CHP |  | Y | 84-447-000; '91-70-000 | N |  | N |  | N | X |  | Southern California Edison Co | 17609 | CA | 66 |  |  | Southern Calilfornia Gas Company
56516 | Morris Energy Operations Company, LLC | 50852 | Elmwood Energy Holdings LLC | 15 River Road | Elmwood Park | NJ | 7407 | Bergen | 40.9053 | -74.1304 | RFC | PJM | PJM Interconnection, LLC | Municipality | 22 | NR | 2 | IPP Non-CHP |  | N |  | N |  | N |  | N | X |  | Public Service Elec & Gas Co | 15477 | NJ | 26 |  |  | Transco/Tetco
8633 | Hillsborough County | 50858 | Hillsborough County Resource Recovery | 350 Falkenburg Road N | Tampa | FL | 33619 | Hillsborough | 27.9549 | -82.3405 | FRCC | TEC | Tampa Electric Company | Municipality | 22 | NR | 2 | IPP Non-CHP |  | N |  | Y | 83-405-000 | N |  |  | X |  | Tampa Electric Co | 18454 | FL | 69
4447 | Covanta Lancaster Inc | 50859 | Lancaster County Resource Recovery | 1911 River Road | Brainbridge | PA | 17502 | Lancaster | 40.0711 | -76.6436 | RFC | PJM | PJM Interconnection, LLC | Municipality, Waste | 22 | NR | 2 | IPP Non-CHP |  | N |  | Y | 87-434-000 | N |  | N | X |  | Metropolitan Edison Co | 12390 | PA | 69
10162 | Kent County | 50860 | Kent County Waste to Energy Facility | 950 Market Avenue, SW | Grand Rapids | MI | 49503 | Kent | 42.9496 | -85.6932 | RFC | MISO | Midcontinent Independent Transmission System Operator, Inc.. | Grand River | 562213 | NR | 4 | Commercial Non-CHP |  | N |  | Y | 87-264-000 | N |  | N | X |  | Consumers Energy Co | 4254 | MI | 46 |  |  | MichCon Gas Co
16636 | Sargent Canyon Cogeneration Co | 50864 | Sargent Canyon Cogeneration | P. O. Box 81018 | Bakersfield | CA | 93450 | Monterey | 35.9359 | -120.8408 | WECC | CISO | California Independent System Operator | Cooling Municipality | 22 | NR | 3 | IPP CHP |  | N |  | N |  | N |  |  | X |  | Pacific Gas & Electric Co | 14328 | CA | 220 |  |  | San Ardo Pipeline Company
16506 | Salinas River Cogeneration Co | 50865 | Salinas River Cogeneration | 27 miles north of Paso Robles | San Ardo | CA | 93450 | Monterey | 35.9515 | -120.8679 | WECC | CISO | California Independent System Operator | Cooling Municipality | 22 | NR | 3 | IPP CHP |  | N |  | N |  | N |  |  | X |  | Pacific Gas & Electric Co | 14328 | CA | 220 |  |  | San Ardo Pipeline Company
20541 | Wheelabrator Environmental Systems | 50872 | Wheelabrator Claremont Facility | 145 Grissom Lane | Claremont | NH | 3743 | Sullivan | 43.344 | -72.3773 | NPCC | ISNE | ISO New England Inc. | Town Of Claremont | 22 | NR | 2 | IPP Non-CHP |  | N |  | Y | 86-177-000 | N |  |  | X |  | Public Service Co of NH | 15472 | NH | 46
20541 | Wheelabrator Environmental Systems | 50873 | Wheelabrator Concord Facility | 11 Whitney Rd | Concord | NH | 3303 | Merrimack | 43.2866 | -71.5769 | NPCC | ISNE | ISO New England Inc. | Merrimack River | 22 | NR | 2 | IPP Non-CHP |  | N |  | Y | 86-176-000 | N |  | N | X |  | Unitil Energy Systems | 24590 | NH | 34.5
20541 | Wheelabrator Environmental Systems | 50875 | McKay Bay Facility | 107 N. 34th St. | Tampa | FL | 33605 | Hillsborough | 27.9495 | -82.4212 | FRCC | TEC | Tampa Electric Company | Advanced Wastewater | 22 | NR | 2 | IPP Non-CHP |  | N |  | Y | 86-432-000 | N |  |  | X |  | Tampa Electric Co | 18454 | FL | 69
20541 | Wheelabrator Environmental Systems | 50876 | Wheelabrator Norwalk Energy | 11500 Balsam St | Norwalk | CA | 90650 | Los Angeles | 33.9249 | -118.0679 | WECC | CISO | California Independent System Operator | Municipality | 22 | NR | 3 | IPP CHP |  | Y | 85-25-000 | N |  | N |  |  | X |  | Southern California Edison Co | 17609 | CA | 12.47 |  |  | Southern California Gas Company Line 42-12
20541 | Wheelabrator Environmental Systems | 50877 | Wheelabrator North Andover | 285 Holt Rd | North Andover | MA | 1845 | Essex | 42.7262 | -71.1219 | NPCC | ISNE | ISO New England Inc. | Greater Lawrence Sanitary Dist | 22 | NR | 2 | IPP Non-CHP |  | N |  | Y | 83-373-000 | N |  |  | X |  | National Grid Generation, LLC | 26751 |  | 23 |  |  | Columbia
20541 | Wheelabrator Environmental Systems | 50878 | Wheelabrator Millbury Facility | 331 Southwest Cutoff Rd | Millbury | MA | 1527 | Worcester | 42.2214 | -71.7669 | NPCC | ISNE | ISO New England Inc. | Aquarion Water Company | 22 | NR | 2 | IPP Non-CHP |  | N |  | Y | 86-175-000 | N |  | N | X |  | Massachusetts Electric Co | 11804 | MA | 115 |  |  | NSTAR
20541 | Wheelabrator Environmental Systems | 50879 | Wheelabrator Frackville Energy | 475 Morea Rd | Frackville | PA | 17931 | Schuylkill | 40.7824 | -76.1762 | RFC | PJM | PJM Interconnection, LLC | Mine Pool | 22 | NR | 3 | IPP CHP |  | Y | 85-204-002 | N |  | Y | 08-1314-000 | N | X |  | PPL Electric Utilities Corp | 14715 | PA | 69
20541 | Wheelabrator Environmental Systems | 50880 | Wheelabrator Saugus | 100 Salem Turnpike | Saugus | MA | 1906 | Essex | 42.447 | -70.9804 | NPCC | ISNE | ISO New England Inc. | Saugus River | 22 | NR | 2 | IPP Non-CHP |  | N |  | Y | 83-348-001 | N |  |  | X |  | Massachusetts Electric Co | 11804 | MA | 115
20541 | Wheelabrator Environmental Systems | 50881 | Wheelabrator Shasta | 20811 Industry Rd | Anderson | CA | 96007 | Shasta | 40.4283 | -122.2792 | WECC | CISO | California Independent System Operator | Wells | 22 | NR | 2 | IPP Non-CHP |  | N |  | Y | 87-575-000 | N |  | N | X |  | Pacific Gas & Electric Co | 14328 | CA | 115 |  |  | 402 transmission
20541 | Wheelabrator Environmental Systems | 50882 | Wheelabrator Westchester | One Charles Point Ave. | Peekskill | NY | 10566 | Westchester | 41.2771 | -73.9423 | NPCC | NYIS | New York Independent System Operator | Hudson River | 22 | NR | 2 | IPP Non-CHP |  | N |  | Y | 82-75-000 | N |  | N | X |  | Consolidated Edison Co-NY Inc | 4226 | NY | 138 |  |  | Consolidated Edison Co-NY Inc
20541 | Wheelabrator Environmental Systems | 50883 | Wheelabrator Bridgeport | 6 Howard Ave | Bridgeport | CT | 6605 | Fairfield | 41.1625 | -73.2083 | NPCC | ISNE | ISO New England Inc. | Municipality | 22 | NR | 2 | IPP Non-CHP |  | N |  | Y | 85-537-000 | N |  | N | X |  | United Illuminating Co | 19497 | CT | 115
55871 | Covanta Projects, LLC | 50884 | Pinellas County Resource Recovery | 3001-110th Avenue North | St. Petersburg | FL | 33716 | Pinellas | 27.8733 | -82.6741 | FRCC | FPC | Progress Energy Florida | Bridgeway Acres Landfill Pond | 22 | NR | 2 | IPP Non-CHP |  | N |  | Y | 83-93-000; '83-96-000 | N |  | N | X |  | Duke Energy Florida, Inc | 6455 | FL | 230 |  |  | TECO Peoples Gas
20541 | Wheelabrator Environmental Systems | 50885 | Wheelabrator Gloucester LP | 600 US RT 130 | Westville | NJ | 8093 | Gloucester | 39.8733 | -75.1381 | RFC | PJM | PJM Interconnection, LLC | Delaware River | 22 | NR | 2 | IPP Non-CHP |  | N |  | Y | 86-478-000 | N |  | N | X |  | Public Service Elec & Gas Co | 15477 | NJ | 26.4
42892 | City of Spokane | 50886 | Spokane Waste to Energy | 2900 S Geiger Blvd | Spokane | WA | 99224 | Spokane | 47.6263 | -117.5042 | WECC | AVA | Avista Corporation | Municipality | 22 | NR | 2 | IPP Non-CHP |  | N |  | Y | 87-583-000 | N |  | N | X |  | Avista Corp | 20169 | WA | 115
20541 | Wheelabrator Environmental Systems | 50887 | Wheelabrator South Broward | 4400 S State Rd 7 | Ft Lauderdale | FL | 33314 | Broward | 26.0687 | -80.1986 | FRCC | FPL | Florida Power & Light Company | Municipality | 22 | NR | 2 | IPP Non-CHP |  | N |  | Y | 86-179-000 | N |  | N | X |  | Florida Power & Light Co | 6452 | FL | 138
23013 | EIF Northampton GP, LLC | 50888 | Northampton Generating Company LP | 1 Horwith Drive | Northampton | PA | 18067 | Northampton | 40.6917 | -75.4792 | RFC | PJM | PJM Interconnection, LLC | Lehigh River | 22 | NR | 3 | IPP CHP |  | N |  | Y | 87-452-000 | Y | 98-80-000 | N | X |  | PPL Electric Utilities Corp | 14715 | PA | 138
11468 | Madison Hydro Partners | 50890 | Ivy River Hydro | 33 Oak Grove Road | Marshall | NC | 28753 | Madison | 35.7716 | -82.6183 | SERC | CPLE | Progress Energy Carolinas - EAST | Ivy River | 22 | NR | 2 | IPP Non-CHP |  | N |  | Y | 93-97-000 | N |  |  | X |  | Duke Energy Progress - (NC) | 3046 | NC | 7.2
59380 | Enel Green Power NA, Inc. | 50891 | El Dorado Hydro Elk Creek | Elk Lake Road | New Meadows | ID | 83654 | Idaho | 45.2178 | -116.3158 | WECC | IPCO | Idaho Power Company | Elk Creek | 22 | NR | 2 | IPP Non-CHP |  | N |  | Y | 93-117-000 | N |  |  | X |  | Idaho Power Co | 9191 | ID | 24
59380 | Enel Green Power NA, Inc. | 50892 | Rock Creek LP | 10105 Rock Creek Road | Placerville | CA | 95667 | EL Dorado | 38.7834 | -120.7785 | WECC | CISO | California Independent System Operator | Rock Creek | 22 | NR | 2 | IPP Non-CHP |  | N |  | Y | 86-784-000 | N |  |  | X |  | Pacific Gas & Electric Co | 14328 | CA | 12
59925 | All Dams Generation, LLC | 50893 | Allegheny No. 5 Hydro Station | 130 Schenley Marina Drive | Schenley | PA | 15682 | Armstrong | 40.6829 | -79.6653 | RFC | PJM | PJM Interconnection, LLC | Allegheny River | 22 | NR | 2 | IPP Non-CHP |  | N |  | Y | 85-73-002 | Y | EG14-7 | N | X |  | West Penn Power Company | 20387 | PA | 25
59925 | All Dams Generation, LLC | 50894 | Allegheny No 6 Hydro Station | 459 Kelly Station Road | Ford City | PA | 16226 | Armstrong | 40.7164 | -79.5772 | RFC | PJM | PJM Interconnection, LLC | Allegheny River | 22 | NR | 2 | IPP Non-CHP |  | N |  | Y | 86-162-001 | Y | EG14-7 | N | X |  | West Penn Power Company | 20387 | PA | 138
59380 | Enel Green Power NA, Inc. | 50895 | Bypass | 2371 East 1100 South | Hazelton | ID | 83335 | Jerome | 42.5609 | -114.0575 | WECC | IPCO | Idaho Power Company | North Side Canal | 22 | NR | 2 | IPP Non-CHP |  | N |  | Y | 93-99-000 | N |  |  | X |  | Idaho Power Co | 9191 | ID | 12.7
59380 | Enel Green Power NA, Inc. | 50896 | S E Hazelton A | 2310 East 930 South | Hazelton | ID | 83335 | Jerome | 42.5867 | -114.0675 | WECC | IPCO | Idaho Power Company | North Side Canal | 22 | NR | 2 | IPP Non-CHP |  | N |  | Y | 93-98-000 | N |  |  | X |  | Idaho Power Co | 9191 | ID | 12
56813 | Allegheny Hydro LLC | 50897 | Allegheny Hydro No 8 | 1628 Tarrtown Road | Adrian | PA | 16210 | Armstrong | 40.8966 | -79.479 | RFC | PJM | PJM Interconnection, LLC | Allegheny River | 22 | NR | 2 | IPP Non-CHP |  | N |  | Y | 90-193-001 | N |  | N | X |  | New York State Elec & Gas Corp | 13511 | NY | 230
56813 | Allegheny Hydro LLC | 50898 | Allegheny Hydro No 9 | 2264 River Road | Cowansville | PA | 16218 | Armstrong | 40.956 | -79.5507 | RFC | PJM | PJM Interconnection, LLC | Allegheny River | 22 | NR | 2 | IPP Non-CHP |  | N |  | Y | 90-192-000 | N |  | N | X |  | New York State Elec & Gas Corp | 13511 | NY | 230
20508 | MeadWestvaco Corp | 50900 | Covington Facility | 104 East Riverside St | Covington | VA | 24426 | Covington City | 37.7997 | -79.9947 | SERC | PJM | PJM Interconnection, LLC | Jackson River | 32213 | NR | 7 | Industrial CHP |  | Y | 83-45-001 | N |  | N |  | Y | Y | OP | Virginia Electric & Power Co | 19876 | VA | 138 |  |  | Columbia Gas of Virginia
8 | Tate & Lyle Ingredients Americas Inc | 50903 | Sagamore Plant Cogeneration | 2245 Sagamorc Parkway North | Lafayette | IN | 47904 | Tippecanoe | 40.4439 | -86.86 | RFC | MISO | Midcontinent Independent Transmission System Operator, Inc.. | Wells | 311 | NR | 7 | Industrial CHP |  | Y | 86-169-000 | N |  | N |  | N | X |  | Duke Energy Indiana Inc | 15470 | IN | 12.47 |  |  | Vectren Energy Delivery
6675 | Fox Metro Water Reclamation | 50904 | Fox Metro Water Reclamation District | 682 Rt 31 | Oswego | IL | 60543 | Kendall | 41.7128 | -88.3522 | RFC | PJM | PJM Interconnection, LLC | Wells | 22 | NR | 3 | IPP CHP |  | N |  | N |  | N |  | N | X |  | Commonwealth Edison Co | 4110 | IL | 240 |  |  | Nicor
21964 | University of New Mexico | 50905 | Univ New Mexico Cogen Plant | Building # 172 | Albuquerque | NM | 87131 | Bernalillo | 35.1203 | -106.6097 | WECC | PNM | Public Service Company of New Mexico | Wells | 611 | NR | 5 | Commercial CHP |  | N |  | N |  | N |  | N | X |  | Public Service Co of NM | 15473 | NM | 115 |  |  | New Mexico Gas Company
21964 | University of New Mexico | 50906 | Ford Utilities Center | Building # 116 | Albuquerque | NM | 87131 | BERNALILLO | 35.0841 | -106.6252 | WECC | PNM | Public Service Company of New Mexico | Wells | 611 | NR | 5 | Commercial CHP |  | N |  | N |  | N |  | N | X |  | Public Service Co of NM | 15473 | NM | 115 |  |  | New Mexico Gas Company
14222 | Oswego County | 50907 | Oswego County Energy Recovery | 2801 State Route 481 | Fulton | NY | 13069 | Oswego | 43.3488 | -76.4252 | NPCC | NYIS | New York Independent System Operator | Oswego River | 562212 | NR | 5 | Commercial CHP |  | N |  | Y | 97-130-000 | N |  | N | X |  | Niagara Mohawk Power Corp. | 13573 | NY | 34.5 |  |  | National Grid
12502 | Middle Fork Irrigation Dist | 50917 | Middle Fork Irrigation District | 8235 Clear Creek Road | Parkdale | OR | 97041 | HOOD RIVER | 45.4807 | -121.5998 | WECC | BPAT | Bonneville Power Administration | Middle Fork Of Hood River | 22 | NR | 2 | IPP Non-CHP |  | N |  | Y | 97-16-000 | N |  | N | X |  | Hood River Electric Coop | 8830 | OR | 12.4
5959 | Erie Coke Corp | 50920 | Erie Coke | 925 East Bay Drive | Erie | PA | 16507 | Erie | 42.1439 | -80.0696 | RFC | PJM | PJM Interconnection, LLC | Municipality | 3311 | NR | 7 | Industrial CHP |  | N |  | N |  | N |  | N | X |  | Pennsylvania Electric Co | 14711 | PA | 12 |  |  | NATIONAL FUEL GAS CORP.
3770 | Co-Generation Co | 50921 | Co-Gen LLC | 457 Front Street | Prairie City | OR | 97869 | Grant | 44.4587 | -118.7206 | WECC | BPAT | Bonneville Power Administration | John Day River | 22 | NR | 3 | IPP CHP |  | Y | 87-209-000 | N |  | N |  | N | X |  | Oregon Trail El Cons Coop, Inc | 14109 | OR | 69
21773 | Yellowstone Energy LP | 50931 | Yellowstone Energy LP | 2215 N. Frontage Rosd | Billings | MT | 59101 | Yellowstone | 45.8117 | -108.4278 | WECC | NWMT | NorthWestern Energy (NWMT) | Yellowstone River , Municipal | 22 | NR | 3 | IPP CHP |  | Y | 90-178-001 | Y | 90-178-002 | N |  | N | X |  | NorthWestern Energy LLC - (MT) | 12825 | MT | 50
5089 | Des Moines Metro WRF | 50932 | Des Moines Wastewater Reclamation Fac | 3000 Vandalia Rd | Des Moines | IA | 50317 | Polk | 41.5734 | -93.5577 | MRO | MISO | Midcontinent Independent Transmission System Operator, Inc.. | Municipality | 22132 | NR | 5 | Commercial CHP |  | N |  | N |  | N |  | N | X |  | MidAmerican Energy Co | 12341 | IA | 13.2 |  |  | MidAmerican Energy Co
49801 | Expera Specialty Solutions | 50933 | Rhinelander Mill | 515 W Davenport Street | Rhinelander | WI | 54501 | Oneida | 45.6394 | -89.4205 | MRO | MISO | Midcontinent Independent Transmission System Operator, Inc.. | Wisconsin River | 322122 | NR | 7 | Industrial CHP |  | N |  | N |  | N |  | N | X |  | Wisconsin Public Service Corp | 20860 | WI | 115 |  |  | Wisconsin Public Service Local ANR Pipeline gate
3179 | Caterpillar Inc | 50935 | Caterpillar | 3701 South St. | Lafayette | IN | 47905 | Tippecanoe | 40.4175 | -86.8447 | RFC | MISO | Midcontinent Independent Transmission System Operator, Inc.. |  | 339 | NR | 6 | Industrial Non-CHP |  | N |  | N |  | N |  | N | X |  | Duke Energy Indiana Inc | 15470 | IN | 138 |  |  | Vectren
20854 | Winnebago County | 50936 | Winnebago County Landfill Gas | 100 West County Rd Y | Oshkosh | WI | 54901 | Winnebago | 44.083 | -88.5411 | MRO | MISO | Midcontinent Independent Transmission System Operator, Inc.. |  | 22 | NR | 3 | IPP CHP |  | N |  | N |  | N |  |  | X |  | Wisconsin Public Service Corp | 20860 | WI | 24.9 |  |  | Wisconsin Public Service - EG1, EG2 & EG2 only
20680 | William Beaumont Hospital | 50937 | William Beaumont Hospital | 3601 W. 13 Mile Road | Royal Oak | MI | 48073 | Oakland | 42.5175 | -83.1919 | RFC | MISO | Midcontinent Independent Transmission System Operator, Inc.. | Municipality | 622 | NR | 4 | Commercial Non-CHP |  | N |  | N |  | N |  |  | X |  | DTE Electric Company | 5109 | MI | 40 |  |  | Consumer's Energy - City Gate Supply
5187 | Douglas County | 50938 | Galesville Project | 6404 Upper Cow Creek Road | Azalea | OR | 97410 | DOUGLAS | 42.8489 | -123.1778 | WECC | PACW | PacifiCorp - West | Cow Creek | 22 | NR | 2 | IPP Non-CHP |  | N |  | Y | 12-300-000 | N |  |  | X |  | PacifiCorp | 14354 | OR | 12.47
10657 | Lagoon Corp | 50942 | Lagoon Cogeneration Facility | 375 N. Lagoon Dr. | Farmington | UT | 84025 | DAVIS | 40.9872 | -111.8983 | WECC | PACE | PacifiCorp - East | Culinary | 713 | NR | 5 | Commercial CHP |  | Y | 90-226-000 | N |  | N |  | N | X |  | PacifiCorp | 14354 | UT | 46 |  |  | Questar Gas
55855 | Rough and Ready Lumber Company | 50945 | R & R Lumber | 30365 Redwood Hwy | Cave Junction | OR | 97523 | Josephine | 42.1043 | -123.6773 | WECC | PACW | PacifiCorp - West |  | 321 | NR | 7 | Industrial CHP |  | Y | QF07-014-000 | N |  | N |  | N | X |  | PacifiCorp | 14354 | OR | 12.5
49893 | Invenergy Services LLC | 50949 | Hardee Power Station | 6695 North CR 663 | Bowling Green | FL | 33834 | Hardee | 27.6364 | -81.9636 | FRCC | TEC | Tampa Electric Company | Cooling Water Reservior | 22 | NR | 2 | IPP Non-CHP |  | N |  | N |  | N |  | N | X |  | Tampa Electric Co | 18454 | FL | 230 |  |  | Gulfstream Natural Gas
20541 | Wheelabrator Environmental Systems | 50950 | Wheelabrator Martell | 11901 Ampine Fibreform Road | Sutter Creek | CA | 95685 | Amador | 38.3672 | -120.8044 | WECC |  |  | Municipality | 321 | NR | 7 | Industrial CHP |  | Y | 85-20-000 | N |  | N |  |  | X
21734 | Sunnyside Cogeneration Assoc | 50951 | Sunnyside Cogen Associates | #1 Power Plant Road | Sunnyside | UT | 84539 | Carbon | 39.5472 | -110.3917 | WECC | PACE | PacifiCorp - East | Grassy Trail Creek | 22 | NR | 2 | IPP Non-CHP |  | N |  | Y | 86-556-003 | N |  | N | X |  | PacifiCorp | 14354 | UT | 138
16548 | St Francis Hospital | 50952 | Saint Francis Hospital | 355 Ridge av. | Evanston | IL | 60202 | Cook | 42.0242 | -87.6847 | RFC | PJM | PJM Interconnection, LLC | Municipality | 622 | NR | 5 | Commercial CHP |  | N |  | N |  | N |  | N | X |  | Commonwealth Edison Co | 4110 | IL | 720 |  |  | nicor
5623 | Rousselot Inc | 50955 | Rousselot Inc | 227 Washington Street | Peabody | MA | 1960 | Essex | 42.5217 | -70.9387 | NPCC | ISNE | ISO New England Inc. | Wells | 325 | NR | 7 | Industrial CHP |  | N |  | N |  | N |  | N | X |  | City of Peabody - (MA) | 14605 | MA | 2.4 | 4.1 |  | National Grid
23931 | Resolute Forest Products | 50956 | Bowater Newsprint Calhoun Operation | 5020 Hwy 11 South | Calhoun | TN | 37309 | McMinn | 35.2964 | -84.7569 | SERC | TVA | Tennessee Valley Authority | Hiawassee River | 322122 | NR | 7 | Industrial CHP |  | N |  | N |  | N |  | Y | N | OP | Tennessee Valley Authority | 18642 | TN | 161 |  |  | Atmos Energy
4440 | Covanta Union Operations LLC | 50960 | Union County Resource Recovery | 1499 Route 1 North | Rahway | NJ | 7065 | Union | 40.6013 | -74.2664 | RFC | PJM | PJM Interconnection, LLC | Municipality | 562213 | NR | 4 | Commercial Non-CHP |  | N |  | N |  | N |  |  | X |  | Public Service Elec & Gas Co | 15477 | NJ | 26 |  |  | Elizabeth Town Gas
17321 | Slate Creek Hydro Assoc LP | 50961 | Slate Creek | 3 Mile West on LaMoine Rd | Lakehead | CA | 96051 | Shasta | 40.9769 | -122.4563 | WECC | PACW | PacifiCorp - West | Slate Creek | 22 | NR | 2 | IPP Non-CHP |  | N |  | Y | 90-149-000 | N |  |  | X |  | PacifiCorp | 14354 | CA | 69
2844 | Department of the Navy | 50963 | Naval Hospital Medical Center | Powerhouse Road | San Diego | CA | 92134 | SAN DIEGO | 32.7261 | -117.1464 | WECC | CISO | California Independent System Operator |  | 622 | NR | 5 | Commercial CHP |  | Y | 85-287-001 | N |  | N |  | N | X |  | San Diego Gas & Electric Co | 16609 | CA | 12 |  |  | N/A
472 | Amedee Gethrm Venture I LP | 50964 | Amedee Geothermal Venture I | US 395 at Road A3 | Amedee | CA | 96127 | Lassen | 40.3008 | -120.105 | WECC | CISO | California Independent System Operator | Well | 22 | NR | 2 | IPP Non-CHP |  | N |  | Y | 87-243-001 | N |  |  | X |  | Pacific Gas & Electric Co | 14328 | CA | 60
18323 | Toledo Refining Company | 50965 | Toledo Ref Power Recovery Train | 1819 Woodville Rd. | Oregon | OH | 43616 | Lucas | 41.6325 | -83.5042 | RFC | PJM | PJM Interconnection, LLC | Municipality | 32411 | NR | 7 | Industrial CHP |  | N |  | N |  | N |  | N | X |  | The Toledo Edison Co | 18997 | OH | 69 |  |  | Columbia Gas of Ohio
19876 | Virginia Electric & Power Co | 50966 | Bellmeade Power Station | 1860 Commerce Road | Richmond | VA | 23060 | Richmond City | 37.4964 | -77.4317 | SERC | PJM | PJM Interconnection, LLC | Municipality | 22 | RE | 1 | Electric Utility |  | N |  | N |  | N |  | N | X |  | Virginia Electric & Power Co | 19876 | VA | 230 |  |  | TCO
34359 | Curators of the University of Missouri | 50969 | MU Combined Heat and Power Plant | 417 South Fifth St | Columbia | MO | 65211 | Boone | 38.9461 | -92.3328 | SERC | MISO | Midcontinent Independent Transmission System Operator, Inc.. | Wells | 611 | NR | 5 | Commercial CHP |  | Y | 89-281-000 | N |  | N |  | N | X |  | City of Columbia - (MO) | 4045 | MO | 69 |  |  | Panhandle Eastern
19216 | Tropicana Products Inc | 50971 | Tropicana Products Bradent | 1001 13th Ave East | Bradenton | FL | 34208 | Manatee | 27.4834 | -82.5483 | FRCC | FPL | Florida Power & Light Company | Municipality | 311 | NR | 7 | Industrial CHP |  | Y | 89-137-000 | N |  | N |  | N | X |  | Florida Power & Light Co | 6452 | FL | 13.8 |  |  | Peoples Gas
11716 | Marsh Valley Development Inc | 50972 | Marsh Valley Development | Highway 30 | McCammon | ID | 83250 | Bannock | 42.626 | -112.1493 | WECC | PACE | PacifiCorp - East | Portnuet River | 22 | NR | 2 | IPP Non-CHP |  | N |  | Y | 89-253-000 | N |  |  | X |  | PacifiCorp | 14354 | ID | 12.47
12981 | Motiva Enterprises LLC | 50973 | Motiva Enterprises Port Arthur Refinery | 2555 Savannah Avenue | Port Arthur | TX | 77640 | Jefferson | 29.8885 | -93.951 | SERC | MISO | Midcontinent Independent Transmission System Operator, Inc.. | LNVA | 32411 | NR | 7 | Industrial CHP |  | Y | 85-342-000 | N |  | N |  | N | X |  | Entergy Texas Inc. | 55937 | TX | 230 |  |  | DCP, Kinder Morgan, & Houston Pipeline
14932 | US Operating Services Company | 50974 | Scrubgrass Generating Company LP | 2151 Lisbon Road | Kennerdell | PA | 16374 | Venango | 41.2691 | -79.8134 | RFC | PJM | PJM Interconnection, LLC | Allegheny River | 22 | NR | 2 | IPP Non-CHP |  | N |  | Y | 88-406-000 | Y | 98-84-000 | N | X |  | Pennsylvania Electric Co | 14711 | PA | 115
14932 | US Operating Services Company | 50976 | Indiantown Cogeneration LP | 13303 SW Silver Fox Lane | Indiantown | FL | 34956 | Martin | 27.0389 | -80.5125 | FRCC | FPL | Florida Power & Light Company | Taylor Creek | 22 | NR | 3 | IPP CHP |  | Y | 90-214-016 | N |  | Y | 98-81-000 | N | X |  | Florida Power & Light Co | 6452 | FL | 230 |  |  | Florida Public Utility
24202 | Carr Street Generating Sta LP | 50978 | Carr Street Generating Station | 64 Carr Street | East Syracuse | NY | 13057 | Onondaga | 43.0613 | -76.0824 | NPCC | NYIS | New York Independent System Operator | OCWA | 22 | NR | 2 | IPP Non-CHP |  | N |  | N |  | Y | 98-101 | N | X |  | Niagara Mohawk Power Corp. | 13573 | NY | 115 |  |  | National Grid
3220 | Central Oregon Irrigation Dist | 50980 | Siphon Power Project | 61545 Brookswood Blvd | Bend | OR | 97702 | Deschutes | 44.033 | -121.3297 | WECC | PACW | PacifiCorp - West | Deschutes River | 22 | NR | 2 | IPP Non-CHP |  | N |  | Y | 11-93-00 | N |  |  | X |  | PacifiCorp | 14354 | OR | 69
17711 | Solano County | 50985 | Solano County Cogen Plant | 501 Delaware St | Fairfield | CA | 94533 | Solano | 38.2494 | -122.0394 | WECC | CISO | California Independent System Operator |  | 92 | NR | 5 | Commercial CHP |  | Y | 86-531-000 | N |  | N |  | N | X |  | Pacific Gas & Electric Co | 14328 | CA | 21 |  |  | PG&E
17150 | Shorock Hydro Inc | 50987 | Rock Creek I | Canyon Springs Road | Twin Falls | ID | 83301 | Twin Falls | 42.6325 | -114.5388 | WECC | IPCO | Idaho Power Company | Rock Creek | 22 | NR | 2 | IPP Non-CHP |  | N |  | N |  | N |  |  | X |  | Idaho Power Co | 9191 | ID | 14.4
9227 | Ingersall Machine Tools Inc. | 50989 | Ingersoll Milling Machine | 707 Fulton Ave. | Rockford | IL | 61103 | Winnebago | 42.2989 | -89.0759 | RFC | MISO | Midcontinent Independent Transmission System Operator, Inc.. | Municipality | 333 | NR | 7 | Industrial CHP |  | N |  | N |  | N |  |  | X |  | City of Rockford- (IA) | 16211 | IA | 12.3 |  |  | NICOR
11637 | Marathon Electric Mfg Corp | 50990 | Marathon Electric | 100 East Randolph Street | Wausau | WI | 54401 | Marathon | 44.9783 | -89.6328 | MRO | MISO | Midcontinent Independent Transmission System Operator, Inc.. |  | 335 | NR | 6 | Industrial Non-CHP |  | N |  | N |  | N |  | N | X |  | Wisconsin Public Service Corp | 20860 | WI | 12.47
3930 | Co-Gen II | 50993 | Co-Gen II LLC | 1991 Pruner Road | Riddle | OR | 97469 | Douglas | 42.9611 | -123.3591 | WECC | PACW | PacifiCorp - West |  | 22 | NR | 3 | IPP CHP |  | Y | 87-34-000 | N |  | N |  |  | X |  | PacifiCorp | 14354 | OR | 69 |  |  | not hooked up
6996 | Western Refining Southwest Inc | 50997 | Gallup Refinery | 92 Giant Crossing Road | Gallup | NM | 87301 | McKinley | 35.4883 | -108.4265 | WECC | PNM | Public Service Company of New Mexico | Wells | 32411 | NR | 7 | Industrial CHP |  | Y | 90-132-000 | N |  | N |  |  | X |  | Continental Divide El Coop Inc | 4265 | NM | 13.8 |  |  | Gallup Grants Exchange
39006 | Brookfield White Pine Hydro LLC | 50999 | Aziscohos Hydroelectric Project | Route 16 | Wilson Mills | ME | 3579 | Oxford | 44.9439 | -70.9975 | NPCC | ISNE | ISO New England Inc. | Aziscohos Lake | 22 | NR | 2 | IPP Non-CHP |  | N |  | Y | 88-321-000 | N |  |  | X |  | Central Maine Power Co | 3266 | ME | 34
11415 | M.A. Patout & Son Limited, LLC | 51008 | Enterprise Sugar Factory | 3512 J Patout Burns Rd | Jeanerette | LA | 70544 | Iberia | 29.9036 | -91.7256 | SERC | MISO | Midcontinent Independent Transmission System Operator, Inc.. | Bayou Patout | 311 | NR | 7 | Industrial CHP |  | Y | 84-371-000 | N |  | N |  | Y | N | OP | Cleco Power LLC | 3265 | LA | 13.8 |  |  | CenterPoint Energy Intrastate Pipelines, LLC
54824 | SUEZ Energy Generation NA Inc | 51026 | Ryegate Power Station | 247 Weesner Drive | East Ryegate | VT | 5042 | CALEDONIA | 44.2131 | -72.0572 | NPCC | ISNE | ISO New England Inc. | Connecticut River | 22 | NR | 2 | IPP Non-CHP |  | N |  | Y | 86-607-003 | N |  |  | X |  | Green Mountain Power Corp | 7601 | VT | 34.5
27769 | Ocean State Power Co | 51030 | Ocean State Power | 1575 Sherman Farm Road | Harrisville | RI | 2830 | Providence | 42.0097 | -71.6689 | NPCC | ISNE | ISO New England Inc. | Blackstone River | 22 | NR | 2 | IPP Non-CHP |  | N |  | N |  | Y | 93-16-000 | N | X |  | The Narragansett Electric Co | 13214 | RI | 345 |  |  | Kinder Morgan Pipeline Spectra Pipeline
5914 | Erie Boulevard Hydropower LP | 51033 | West Delaware Tunnel Plant | 1324 Rt.55A | Grahamsville | NY | 12740 | Sullivan | 41.8596 | -74.5103 | NPCC | NYIS | New York Independent System Operator | NYC W. Delaware Tunnel Outlet | 22 | NR | 2 | IPP Non-CHP |  | N |  | Y | 86-957-001 | Y | 99-156-000 | N | X |  | Central Hudson Gas & Elec Corp | 3249 | NY | 69
10714 | Little Falls Hydroelec Assoc | 51034 | Little Falls Hydro | 499 S Ann Street | Little Falls | NY | 13365 | Herkimer | 43.0403 | -74.8506 | NPCC | NYIS | New York Independent System Operator | Mohawk River, Ny Barge Canal | 22 | NR | 2 | IPP Non-CHP |  | N |  | Y | 83-18-002 | N |  | N | X |  | National Grid Generation, LLC | 26751 |  | 46
8688 | Hofstra University | 51035 | Hofstra University | 1000 Fulton Ave. | Hempstead | NY | 11549 | Nassau | 40.7139 | -73.6003 | NPCC | NYIS | New York Independent System Operator | Municipality | 611 | NR | 5 | Commercial CHP |  | Y | 99-93-000 | N |  | N |  | N | X |  | Long Island Power Authority | 11171 | NY | 13.2 |  |  | National Grid
56601 | Covanta MacArthur Renewable Energy | 51038 | MacArthur Waste to Energy Facility | 4001Veterans Memorial Hwy | Ronkonkoma | NY | 11779 | Suffolk | 40.7869 | -73.1064 | NPCC | NYIS | New York Independent System Operator | Municipality | 562213 | NR | 4 | Commercial Non-CHP |  | N |  | Y | 86-367-000 | N |  | N | X |  | Long Island Power Authority | 11171 | NY | 13.8 |  |  | LIPA/National Grid
5347 | Dow Chemical Co | 52005 | Plaquemine Operations | 21255 Hwy 1 South | Plaquemine | LA | 70764 | Iberville | 30.3186 | -91.2325 | SERC | MISO | Midcontinent Independent Transmission System Operator, Inc.. | Mississippi River | 325188 | NR | 7 | Industrial CHP |  | Y | 95-245-000 | N |  | N |  | N | X |  | Entergy New Orleans Inc | 13478 | LA
5347 | Dow Chemical Co | 52006 | LaO Energy Systems | 21255 Hwy 1 South | Plaquemine | LA | 70764 | Iberville | 30.3186 | -91.2325 | SERC | MISO | Midcontinent Independent Transmission System Operator, Inc.. | Wells, Mississippi River | 325 | NR | 7 | Industrial CHP |  | Y | 82-142-002 | N |  | N |  |  | X |  | Entergy Louisiana LLC | 11241 | LA | 230 |  |  | Texaco DIGCO MONTERRAY LIG BRIDGELINE
19876 | Virginia Electric & Power Co | 52007 | Mecklenburg Power Station | 204 Cogen Drive | Clarksville | VA | 23927 | Mecklenburg | 36.6 | -78.53 | SERC | PJM | PJM Interconnection, LLC | John H Kerr Reservoir | 22 | RE | 1 | Electric Utility |  | N |  | N |  | N |  | N | X |  | Virginia Electric & Power Co | 19876 | VA | 115
10875 | Lee County Board-Commissioners | 52010 | Lee County Solid Waste Energy | 10500 Buckingham Road | Fort Myers | FL | 33905 | Lee | 26.6315 | -81.7607 | FRCC | FPL | Florida Power & Light Company | City Of Ft Myers | 22 | NR | 2 | IPP Non-CHP |  | N |  | Y | 90-158-000 | N |  | N | X |  | Florida Power & Light Co | 6452 | FL | 138
2782 | Terra-Gen Operating Company | 52015 | Terra-Gen Dixie Valley | #1 Dixie Valley Rd | Fallon | NV | 89406 | Churchill | 39.9663 | -117.8557 | WECC | CISO | California Independent System Operator | Wells | 22 | NR | 2 | IPP Non-CHP |  | N |  | Y | 84-256-002 | N |  |  | X |  | Southern California Edison Co | 17609 | CA | 115
5310 | Doswell Ltd Partnership | 52019 | Doswell Energy Center | 10098 Old Ridge Road | Ashland | VA | 23005 | Hanover | 37.8208 | -77.4462 | SERC | PJM | PJM Interconnection, LLC |  | 22 | NR | 2 | IPP Non-CHP |  | N |  | N |  | Y | 93-2-000; '01-10-000 | N | X |  | Virginia Electric & Power Co | 19876 | VA | 230 | 115 |  | Virginia Natural Gas Co
29767 | Illinois Institute-Technology | 52021 | ITT Cogen Facility | 3430 South Federal St | Chicago | IL | 60616 | COOK | 41.8344 | -87.6285 | RFC | PJM | PJM Interconnection, LLC |  | 611 | NR | 5 | Commercial CHP |  | N |  | N |  | N |  | N | X |  | Commonwealth Edison Co | 4110 | IL | 4 |  |  | Peoples Gas
16001 | Rhode Island Hospital | 52024 | Rhode Island Hospital | 593 Eddy Street | Providence | RI | 2903 | Providence | 41.8103 | -71.41 | NPCC | ISNE | ISO New England Inc. | Municipality | 622 | NR | 5 | Commercial CHP |  | N |  | N |  | N |  | N | X |  | National Grid Generation, LLC | 26751 |  | 34.5 |  |  | Natioal Grid
56516 | Morris Energy Operations Company, LLC | 52026 | Dartmouth Power Associates LP | 1 Energy Road | Dartmouth | MA | 2747 | Bristol | 41.6731 | -70.9994 | NPCC | ISNE | ISO New England Inc. | Municipality | 22 | NR | 2 | IPP Non-CHP |  | N |  | N |  | Y | 95-6-000 | N | X |  | NSTAR Electric Company | 54913 | MA | 115 |  |  | Algonquin (AGT)
3608 | Puna Geothermal Venture | 52028 | Puna Geothermal Venture I | 14-3860 Kapoho Pahoa Rd | Pahoa | HI | 96778 | Hawaii | 19.479 | -154.8884 | HICC |  |  | Water wells And Air Cooled | 22 | NR | 2 | IPP Non-CHP |  | N |  | Y | 85-323-000 | N |  |  | X |  | Hawaii Electric Light Co Inc | 8287 | HI | 69
2091 | Phillips 66 | 52031 | Alliance Refinery | 15551 Hwy 23 South | Belle Chasse | LA | 70037 | Plaquemines | 29.6833 | -89.975 | SERC | MISO | Midcontinent Independent Transmission System Operator, Inc.. | Mississippi River | 32411 | NR | 6 | Industrial Non-CHP |  | N |  | Y | 89-308-00 | N |  | N | X |  | Entergy Louisiana LLC | 11241 | LA | 34.5 |  |  | American Mid-Stream
59092 | Ampersand Moretown Hydro LLC | 52033 | Moretown Generating Station | Route 100B, Dam House | Moretown | VT | 5660 | Washington | 44.2859 | -72.7103 | NPCC | ISNE | ISO New England Inc. | Mad River | 22 | NR | 2 | IPP Non-CHP |  | N |  | Y | 99-77-000 | N |  | N | X |  | Washington Electric Coop - (VT) | 20151 | VT | 13
2509 | Bunge Foods | 52034 | Bunge Oil | 885 N. Kinzie Ave. | Bradley | IL | 60915 | KANKAKEE | 41.1546 | -87.8548 | RFC | PJM | PJM Interconnection, LLC |  | 311 | NR | 7 | Industrial CHP |  | Y | 89-310-000 | N |  | N |  | N | X |  | Commonwealth Edison Co | 4110 | IL | 4.16 |  |  | NICOR
4713 | D/R Hydro Co | 52036 | Yough Hydro Power | 66 Hydro Lane | Confluence | PA | 15424 | SOMERSET | 39.8016 | -79.3682 | RFC | PJM | PJM Interconnection, LLC | Youghiogheny River Lake | 22 | NR | 2 | IPP Non-CHP |  | N |  | Y | 86-894-000 | N |  |  | X |  | Pennsylvania Electric Co | 14711 | PA | 23
31613 | Washington Cnty Wtr Consv Dist | 52039 | Quail Creek Hydro Plant #1 | 3270 W 600 N | Hurricane | UT | 84737 | WASHINGTON | 37.1854 | -113.3583 | WECC | PACE | PacifiCorp - East | Virgin River | 22 | NR | 2 | IPP Non-CHP |  | N |  | N |  | Y | 88-11-000 | N | X |  | Dixie Escalante R E A, Inc | 40165 | UT | 69
19724 | Vanderbilt University | 52048 | Vanderbilt University Power Plant | 24th Ave. South | Nashville | TN | 37240 | Davidson | 36.1459 | -86.8038 | SERC | TVA | Tennessee Valley Authority | Municipality | 611 | NR | 5 | Commercial CHP |  | N |  | N |  | N |  | N | X |  | Nashville Electric Service | 13216 | TN | 15 |  |  | Piedmont
4277 | Converse Energy Inc | 52049 | Clifton Dam 3 Power Station | Highway 29 | Converse | SC | 29329 | Spartanburg | 34.9953 | -81.8344 | SERC | DUK | Duke Energy Carolinas | Pacolet | 22 | NR | 2 | IPP Non-CHP |  | N |  | Y | 81-85-000 | N |  |  | X |  | Duke Energy Carolinas, LLC | 5416 | SC | 13
56355 | LES Project Holdings LLC | 52051 | I 95 Municipal Landfill Phase I | 9898A Furnace Road | Lorton | VA | 22079 | Fairfax | 38.6892 | -77.2375 | SERC | PJM | PJM Interconnection, LLC |  | 22 | NR | 2 | IPP Non-CHP |  | N |  | Y | 91-127-000 | N |  |  | X |  | Virginia Electric & Power Co | 19876 | VA | 34
15694 | Rapidan Redevelopment LLC | 52054 | Rapidan Hydro Facility | 54126 Glory Lane | Mankato | MN | 56001 | Blue Earth | 44.0927 | -94.1088 | MRO | MISO | Midcontinent Independent Transmission System Operator, Inc.. | Blue Earth | 22 | NR | 2 | IPP Non-CHP |  | N |  | Y | 85-117-000 | N |  |  | X |  | Northern States Power Co - Minnesota | 13781 | MN | 69
19153 | Nassau Energy Corp | 52056 | Nassau Energy Corp | 185 Charles Lindbergh Blvd | Garden City | NY | 11530 | NASSAU | 40.7264 | -73.5892 | NPCC | NYIS | New York Independent System Operator | Municipality | 22 | NR | 3 | IPP CHP |  | Y | 88-535-000 | N |  | N |  |  | X |  | Long Island Power Authority | 11171 | NY | 69 |  |  | National Grid
60082 | ECOsponsible LLC | 52057 | Herkimer | 3142 St Rd 28 N | Herkimer | NY | 13350 | Herkimer | 43.0336 | -74.9834 | NPCC | NYIS | New York Independent System Operator | West Canada Creek | 22 | NR | 2 | IPP Non-CHP |  | N |  | Y | 88-413-000; '88-415-000 | N |  |  | X |  |  |  |  | 46.3
57184 | Ampersand Mount Ida Hydro LLC | 52058 | Ogdensburg | 19 Mill St | Ogdensburg | NY | 13669 | St Lawrence | 44.7041 | -75.487 | NPCC | NYIS | New York Independent System Operator | Oswehatchie River | 22 | NR | 2 | IPP Non-CHP |  | N |  | Y | 88-500-000 | N |  |  | X |  | National Grid Generation, LLC | 26751 |  | 13.2
8153 | Hartford Steam Co | 52061 | Hartford Hospital Cogeneration | 19 Jefferson Street | Hartford | CT | 6103 | HARTFORD | 41.7631 | -72.6733 | NPCC | ISNE | ISO New England Inc. |  | 622 | NR | 5 | Commercial CHP |  | N |  | N |  | Y | 04-582-003 | N | X |  | Connecticut Light & Power Co | 4176 | CT | 23 |  |  | Connecticut Natural Gas Corp
59409 | Eco Services Operations LLC | 52063 | Martinez Sulfuric Acid Regeneration Plt | 100 Mococo Road | Martinez | CA | 94553 | Contra Costa | 38.0314 | -122.1139 | WECC | CISO | California Independent System Operator | Contra Costa Canal | 325 | NR | 7 | Industrial CHP |  | Y | 96-82-000 | N |  | N |  | N | X |  | Pacific Gas & Electric Co | 14328 | CA | 4.6 |  |  | Pacific Electric and GAs
59409 | Eco Services Operations LLC | 52064 | Dominguez Plant | 20720 S Wilmington Ave | Long Beach | CA | 90810 | Los Angeles | 33.8431 | -118.2347 | WECC | CISO | California Independent System Operator | California Water Service Co | 325 | NR | 7 | Industrial CHP |  | Y | 93-112-000 | N |  | N |  |  | X |  | Southern California Edison Co | 17609 | CA | 12 |  |  | Southern California Gas Company
59409 | Eco Services Operations LLC | 52065 | Houston Plant | 8615 Manchester Blvd | Houston | TX | 77012 | Harris | 29.7198 | -95.2706 | TRE | ERCO | Electric Reliability Council of Texas, Inc. | Municipality | 325188 | NR | 7 | Industrial CHP |  | Y | 96-81-000; '93-112-000 | N |  | N |  | N | X |  | CenterPoint Energy | 8901 | TX | 12.5 |  |  | Center Point Energy
57280 | Eagle Creek RE LLC | 52068 | Great Falls Hydro Project | 72 McBride Ave | Paterson | NJ | 7501 | Passaic | 40.9153 | -74.181 | RFC | PJM | PJM Interconnection, LLC | Passaic River | 22 | NR | 2 | IPP Non-CHP |  | N |  | Y | 84-215-000 | N |  |  | X |  | Public Service Elec & Gas Co | 15477 | NJ | 5
22337 | Alcoa World Alumina LLC | 52069 | Point Comfort Operations | State Highway 35 | Point Comfort | TX | 77978 | Calhoun | 28.6527 | -96.56 | TRE | ERCO | Electric Reliability Council of Texas, Inc. | Wells | 325188 | NR | 7 | Industrial CHP |  | N |  | N |  | N |  | N | X |  | AEP Texas Central Company | 3278 | TX | 138 |  |  | Enterprise Products, BP via HPL and Southcross
57098 | Sandow Power Co LLC | 52071 | Sandow No 5 | 3708 Charles Martin Hall Road | Rockdale | TX | 76567 | Milam | 30.5681 | -97.0614 | TRE | ERCO | Electric Reliability Council of Texas, Inc. | Alcoa Lake Treatment System | 22 | NR | 2 | IPP Non-CHP |  | N |  | N |  | N |  | N | X |  | Oncor Electric Delivery Company LLC | 44372 | TX | 138
22218 | U S Army-Radford | 52072 | Radford Army Ammunition Plant | Route 114 | Radford | VA | 24141 | Montgomery | 37.1804 | -80.5428 | RFC | PJM | PJM Interconnection, LLC | New River | 325 | NR | 7 | Industrial CHP |  | N |  | N |  | N |  | N | X |  | Appalachian Power Co | 733 | VA | 69
19524 | University of California-LA | 52073 | UCLA So Campus Cogen Project | 721 Charles E. Young Dr., S | Los Angeles | CA | 90095 | LOS ANGELES | 34.0692 | -118.4439 | WECC | LDWP | Los Angeles Department of Water and Power | Municipality | 611 | NR | 5 | Commercial CHP |  | N |  | N |  | N |  | N | X |  | Los Angeles Department of Water & Power | 11208 | CA | 34.5 |  |  | Southern California Gas
54713 | Chevron USA Inc | 52076 | McKittrick Cogen | 21429 Lost Hills Rd | McKittrick | CA | 93251 | KERN | 35.3161 | -119.6597 | WECC | CISO | California Independent System Operator | Wells | 211 | NR | 7 | Industrial CHP |  | Y | 83-273-000 | N |  | N |  | N | X |  | Pacific Gas & Electric Co | 14328 | CA | 115 |  |  | CVL 17Z Pipeline
164 | AERA Energy LLC | 52077 | Lost Hills Cogeneration Plant | Holloway Rd and Highway 46 | Lost Hills | CA | 93251 | Kern | 35.6661 | -119.7669 | WECC | CISO | California Independent System Operator |  | 211 | NR | 7 | Industrial CHP |  | Y | 84-940-00 | N |  | N |  | N | X |  | Pacific Gas & Electric Co | 14328 | CA | 115 |  |  | Southern California Gas Company
54713 | Chevron USA Inc | 52078 | North Midway Cogen | 21429 Lost Hills Rd | McKittrick | CA | 93251 | Kern | 35.2761 | -119.5986 | WECC | CISO | California Independent System Operator | Wells | 211 | NR | 7 | Industrial CHP |  | Y | 84-095-000 | N |  | N |  | N | X |  | Pacific Gas & Electric Co | 14328 | CA | 115 |  |  | CVL North Midway Pipeline
54713 | Chevron USA Inc | 52081 | Cymric 31X Cogen | 21429 Lost Hills Rd | McKittrick | CA | 93251 | Kern | 35.3639 | -119.6592 | WECC | CISO | California Independent System Operator | Wells | 211 | NR | 7 | Industrial CHP |  | Y | 86-533-000 | N |  | N |  | N | X |  | Pacific Gas & Electric Co | 14328 | CA | 12 |  |  | CVL McKittrick Pipeline
54713 | Chevron USA Inc | 52082 | Cymric 6Z Cogen | 21429 Lost Hills Rd | McKittrick | CA | 93251 | Kern | 35.3461 | -119.6434 | WECC | CISO | California Independent System Operator | Wells | 211 | NR | 7 | Industrial CHP |  | Y | 86-326-000 | N |  | N |  | N | X |  | Pacific Gas & Electric Co | 14328 | CA | 12 |  |  | CVL McKittrick Pipeline
54713 | Chevron USA Inc | 52083 | Coalinga 6C Cogen | 39405 South Derrick Ave | Coalinga | CA | 93210 | Fresno | 36.2097 | -120.3828 | WECC | CISO | California Independent System Operator | Wells | 211 | NR | 7 | Industrial CHP |  | Y | 89-013-000 | N |  | N |  | N | X |  | Pacific Gas & Electric Co | 14328 | CA | 12 |  |  | Carneras Pipeline
54713 | Chevron USA Inc | 52085 | Taft 26C Cogen | 26251 Highway 33 | Taft | CA | 93224 | Kern | 35.1133 | -119.4706 | WECC | CISO | California Independent System Operator | Wells | 211 | NR | 7 | Industrial CHP |  | Y | 82-065-000 | N |  | N |  | N | X |  | Pacific Gas & Electric Co | 14328 | CA | 12 |  |  | Mojave Gas Pipeline
54713 | Chevron USA Inc | 52086 | Coalinga 25D Cogen | 39405 South Derrick Ave | Coalinga | CA | 93210 | FRESNO | 36.1556 | -120.3972 | WECC | CISO | California Independent System Operator | Wells | 211 | NR | 7 | Industrial CHP |  | Y | 86-662-001 | N |  | N |  | N | X |  | Pacific Gas & Electric Co | 14328 | CA | 12 |  |  | Carneras Pipeline
19876 | Virginia Electric & Power Co | 52087 | Elizabeth River Power Station | 2837 South Military Hwy | Chesapeake | VA | 23323 | Chesapeake City | 36.775 | -76.3083 | SERC | PJM | PJM Interconnection, LLC | Air Cooling | 22 | RE | 1 | Electric Utility |  | N |  | N |  | N |  | N | X |  | Virginia Electric & Power Co | 19876 | VA | 230 |  |  | TCO
22652 | Texas City Cogeneration LLC | 52088 | Texas City Power Plant | 3221 5th Avenue South | Texas City | TX | 77590 | Galveston | 29.3787 | -94.9438 | TRE | ERCO | Electric Reliability Council of Texas, Inc. | Brazos River | 22 | NR | 3 | IPP CHP |  | N |  | N |  | N |  | N | X |  | Texas-New Mexico Power Co | 40051 | TX | 138 |  |  | HPL and Kinder Morgan
57151 | Celanese Acetate LLC | 52089 | Celanese Acetate LLC | 3520 Virginia Avenue | Narrows | VA | 24124 | Giles | 37.3439 | -80.765 | RFC | PJM | PJM Interconnection, LLC | New River | 314 | NR | 7 | Industrial CHP |  | N |  | N |  | N |  | Y | Y | OP | Appalachian Power Co | 733 | VA | 138 |  |  | Columbia Gas Transmission Kb
13484 | New York Methodist Hospital | 52091 | New York Methodist Hospital | 506 6th Street | Brooklyn | NY | 11215 | Kings | 40.6679 | -73.9787 | NPCC | NYIS | New York Independent System Operator | Municipality | 22 | NR | 3 | IPP CHP |  | N |  | N |  | N |  |  | X |  | Consolidated Edison Co-NY Inc | 4226 | NY | 480 |  |  | na
54713 | Chevron USA Inc | 52092 | Kern River Fee B Cogen | 1546 China Grade Loop | Bakersfield | CA | 93308 | Kern | 35.4405 | -119.0077 | WECC | CISO | California Independent System Operator | Wells | 211 | NR | 7 | Industrial CHP |  | Y | 86-549-000 | N |  | N |  | N | X |  | Pacific Gas & Electric Co | 14328 | CA | 12 |  |  | Mojave Gas Pipeline
54713 | Chevron USA Inc | 52094 | Kern River Fee A Cogen | 1546 China Grade Loop | Bakerfield | CA | 93308 | Kern | 35.4598 | -119.0136 | WECC | CISO | California Independent System Operator | Wells | 211 | NR | 7 | Industrial CHP |  | Y | 86-327-000 | N |  | N |  | N | X |  | Pacific Gas & Electric Co | 14328 | CA | 12 |  |  | Mojave Gas Pipeline
54713 | Chevron USA Inc | 52095 | Kern River Fee C Cogen | 1546 China Grade Loop | Bakersfield | CA | 93308 | Kern | 35.4643 | -118.9963 | WECC | CISO | California Independent System Operator | Wells | 211 | NR | 7 | Industrial CHP |  | Y | 86-550-000 | N |  | N |  | N | X |  | Pacific Gas & Electric Co | 14328 | CA | 12 |  |  | Mojave Gas Pipeline
1569 | Berry Petroleum Co | 52096 | Berry Placerita Cogen | 25121 N Sierra Hwy | Santa Clarita | CA | 91321 | Los Angeles | 34.3841 | -118.4949 | WECC | CISO | California Independent System Operator |  | 324 | NR | 7 | Industrial CHP |  | Y | 86-703-000 | N |  | N |  | N | X |  | Southern California Edison Co | 17609 | CA | 66 |  |  | SoCal Gas
14155 | Orange County Sanitation Dist | 52099 | Plant No 2 Orange County | 22212 Brookhurst Street | Huntington Beach | CA | 92646 | Orange | 33.6433 | -117.9556 | WECC | CISO | California Independent System Operator | Treated Waste Water | 562212 | NR | 5 | Commercial CHP |  | Y | 87-520-000 | N |  | N |  | N | X |  | Southern California Edison Co | 17609 | CA | 66 |  |  | Southern California Gas Co.
54713 | Chevron USA Inc | 52104 | Cymric 36W Cogen | 21429 Lost Hills Rd | McKittrick | CA | 93251 | Kern | 35.3633 | -119.6756 | WECC | CISO | California Independent System Operator | Wells | 211 | NR | 7 | Industrial CHP |  | Y | 82-067-000 | N |  | N |  | N | X |  | Pacific Gas & Electric Co | 14328 | CA | 12 |  |  | CVL McKittrick Pipeline
49732 | Chevron Products Company-Richmond | 52105 | Richmond Refinery TG800 | 841 Chevron Way | Richmond | CA | 94802 | Contra Costa | 37.9322 | -122.3897 | WECC | CISO | California Independent System Operator | East Bay MUD | 32411 | NR | 7 | Industrial CHP |  | Y | 86-1097 | N |  | N |  | N | X |  | Pacific Gas & Electric Co | 14328 | CA | 115 |  |  | #5 Natural Gas, #6 MEDBTU Gas
18340 | PES | 52106 | Philadelphia Refinery | 3144 Passyunk Ave | Philadelphia | PA | 19145 | Philadelphia | 39.9058 | -75.2122 | RFC | PJM | PJM Interconnection, LLC | Schuylkill River | 32411 | NR | 7 | Industrial CHP |  | N |  | N |  | N |  | N | X |  | PECO Energy Co | 14940 | PA | 230 | 69 |  | TETCO (Texas Eastern), M3, Eagle PA Lateral
54713 | Chevron USA Inc | 52107 | Kern River Eastridge Cogen | 1546 China Grade Loop | Bakersfield | CA | 93308 | Kern | 35.4406 | -118.9617 | WECC | CISO | California Independent System Operator | Wells | 211 | NR | 7 | Industrial CHP |  | Y | 86-602-000 | N |  | N |  | N | X |  | Pacific Gas & Electric Co | 14328 | CA | 115 |  |  | Mojave Gas Pipeline
49732 | Chevron Products Company-Richmond | 52109 | Richmond Cogen | 841 Chevron Way | Richmond | CA | 94802 | Contra Costa | 37.9418 | -122.3909 | WECC | CISO | California Independent System Operator | East Bay MUD | 32411 | NR | 7 | Industrial CHP |  | Y | 86-1097 | N |  | N |  | N | X |  | Pacific Gas & Electric Co | 14328 | CA | 115 |  |  | #5 Natural Gas, #6 MEDBTU Gas
4361 | Ingredion Inc - Stockton | 52115 | Ingredion Stockton | 1021 Industrial Drive | Stockton | CA | 95206 | SAN JOAQUIN | 37.9128 | -121.2614 | WECC | CISO | California Independent System Operator |  | 311 | NR | 7 | Industrial CHP |  | Y | 83-384-000 | N |  | N |  | N | X |  | Pacific Gas & Electric Co | 14328 | CA | 125 |  |  | PG&E Line 108
19876 | Virginia Electric & Power Co | 52118 | Multitrade of Pittsylvania LP | 821 Grit Road | Hurt | VA | 24563 | Pittsylvania | 37.1041 | -79.277 | SERC | PJM | PJM Interconnection, LLC | Roanoke River | 22 | RE | 1 | Electric Utility |  | N |  | N |  | N |  | N | X |  | Virginia Electric & Power Co | 19876 | VA | 115
59875 | Olin Blue Cube Operations | 52120 | Freeport Energy | 2301 Brazosport Boulevard | Freeport | TX | 77541 | Brazoria | 28.9913 | -95.4075 | TRE | ERCO | Electric Reliability Council of Texas, Inc. | Gulf Of Mexico & Brazos River | 325 | NR | 7 | Industrial CHP |  | Y | 82-19-000 | N |  | N |  | N | X |  | CenterPoint Energy | 8901 | TX | 345 |  |  | HP Fuel Gas Line
429 | Occidental Permian Ltd | 52122 | Wasson CO2 Removal Plant | 2582 County Road 355 | Denver City | TX | 79323 | Yoakum | 33.0099 | -102.7569 | SPP | SWPP | Southwest Power Pool | Wells | 211 | NR | 7 | Industrial CHP |  | Y | 86-730-000 | N |  | N |  | N | X |  | Southwestern Public Service Co | 17718 | TX | 230 |  |  | Kinder Morgan
56079 | Vanguard Natural Resources LLC | 52127 | Elk Basin Gasoline Plant | 37 Rd. 1 NG | Powell | WY | 82435 | Park | 44.9806 | -108.8428 | WECC | PACE | PacifiCorp - East | Clarks Fork River | 211 | NR | 7 | Industrial CHP |  | N |  | N |  | N |  | N | X |  | PacifiCorp | 14354 | WY | 7.62
44466 | BP PLC | 52130 | Whiting Refinery | 2815 Indianpolis Blvd. | Whiting | IN | 46394 | LAKE | 41.6703 | -87.4803 | RFC | MISO | Midcontinent Independent Transmission System Operator, Inc.. | Lake Michigan | 32411 | NR | 7 | Industrial CHP |  | N |  | N |  | N |  | N | X |  | Northern Indiana Pub Serv Co | 13756 | IN | 138 |  |  | NIPSCO
17566 | South Houston Green Power LLC | 52131 | Power Station 3 | 2023 5th Ave South | Texas City | TX | 77590 | Galveston | 29.3794 | -94.9167 | TRE |  |  | Gulf Coast Water Authority | 32411 | NR | 7 | Industrial CHP |  | N |  | N |  | N |  |  | X
17566 | South Houston Green Power LLC | 52132 | Power Station 4 | 2023 5th Ave South | Texas City | TX | 77590 | Galveston | 29.3782 | -94.9219 | TRE | ERCO | Electric Reliability Council of Texas, Inc. | Gulf Coast Water Authority | 32411 | NR | 7 | Industrial CHP |  | Y | 85-134-001 | N |  | N |  | N | X |  | Texas-New Mexico Power Co | 40051 | TX | 138 |  |  | Houston Pipe Line (Energy Transfer Partners), Kinder Morgan Tejas
18668 | Tesoro Refining and Marketing Co LLC | 52133 | Tesoro Mandan Cogeneration Plant | 900 Old Red Trail NE | Mandan | ND | 58554 | Morton | 46.8492 | -100.8808 | MRO | SWPP | Southwest Power Pool | Missouri River | 32411 | NR | 7 | Industrial CHP |  | N |  | N |  | N |  | N | X |  | Montana-Dakota Utilities Co | 12199 | ND | 4.16 |  |  | Montana Dakota Utilities Co, Williston Basin Interstate Pipeline Co
34691 | Ormat Nevada Inc | 52138 | Steamboat 1A Power Plant | 1010 Power Plant Drive | Reno | NV | 89521 | Washoe | 39.3939 | -119.7537 | WECC | NEVP | Nevada Power Company | Wells | 22 | NR | 2 | IPP Non-CHP |  | N |  | Y | 88-538-000 | N |  |  | X |  | Sierra Pacific Power Co | 17166 | NV | 120
8009 | International Paper Co | 52140 | International Paper Prattville Mill | 100 Jensen Road | Prattville | AL | 36067 | Autauga | 32.4187 | -86.4718 | SERC | SOCO | Southern Company Services, Inc. - Trans | Alabama River | 32213 | NR | 7 | Industrial CHP |  | N |  | N |  | N |  | Y | N | OP | Alabama Power Co | 195 | AL | 110 | 12 |  | Alabama Gas Company
2770 | Terra-Gen Operating Co LLC | 52142 | Mojave 4 | 7021 Oak Creek Road | Mojave | CA | 93501 | Kern | 35.0506 | -118.2572 | WECC | CISO | California Independent System Operator |  | 22 | NR | 2 | IPP Non-CHP |  | N |  | Y | 88-384-000 | N |  |  | X |  | Southern California Edison Co | 17609 | CA | 230
2770 | Terra-Gen Operating Co LLC | 52143 | Mojave 3 | 7021 Oak Creek Road | Mojave | CA | 93501 | Kern | 35.05 | -118.2572 | WECC | CISO | California Independent System Operator |  | 22 | NR | 2 | IPP Non-CHP |  | N |  | Y | 88-384-000 | N |  |  | X |  | Southern California Edison Co | 17609 | CA | 230
2770 | Terra-Gen Operating Co LLC | 52144 | Mojave 5 | 7021 Oak Creek Road | Mojave | CA | 93501 | Kern | 35.05 | -118.2572 | WECC | CISO | California Independent System Operator |  | 22 | NR | 2 | IPP Non-CHP |  | N |  | Y | 88-368-000 | N |  |  | X |  | Southern California Edison Co | 17609 | CA | 230
3221 | CPKelco U S Inc | 52147 | C P Kelco San Diego Plant | 2025 E Harbor Dr | San Diego | CA | 92113 | San Diego | 32.6947 | -117.1436 | WECC | CISO | California Independent System Operator | Municipality | 311 | NR | 7 | Industrial CHP |  | Y | 81-40-000 | N |  | N |  | N | X |  | San Diego Gas & Electric Co | 16609 | CA | 12 |  |  | San Diego Gas and Electric Co
12320 | Merck & Co Inc | 52148 | Elkton | 2778 South East Side Highway | Elkton | VA | 22827 | Rockingham | 38.3836 | -78.6528 | SERC | PJM | PJM Interconnection, LLC | Wells | 325 | NR | 7 | Industrial CHP |  | Y | 83-283-000 | N |  | N |  | N | X |  | Virginia Electric & Power Co | 19876 | VA | 13.2 | 2.4 |  | WB2VA
12303 | Merck & Co Inc-West Point | 52149 | West Point (PA) | 770 Sumney Town Pike | West Point | PA | 19486 | Montgomery | 40.2205 | -75.3016 | RFC | PJM | PJM Interconnection, LLC | Well Water | 311 | NR | 7 | Industrial CHP |  | Y | 89-57-000 | N |  | N |  | N | X |  | PECO Energy Co | 14940 | PA | 34.5 |  |  | PECO Energy Co
9424 | International Paper Co-Eastovr | 52151 | International Paper Eastover Facility | 4001 McCord's Ferry Rd | Eastover | SC | 29044 | Richland | 33.8872 | -80.6397 | SERC | SCEG | South Carolina Electric & Gas Company | Wateree River | 322122 | NR | 7 | Industrial CHP |  | Y | 84-27-000 | N |  | N |  | N | X |  | South Carolina Electric&Gas Company | 17539 | SC | 115
9348 | International Paper | 52152 | International Paper Franklin Mill | 34040 Union Camp Dr. | Franklin | VA | 23851 | Isle of Wight | 36.6803 | -76.9128 | SERC | PJM | PJM Interconnection, LLC | Wells | 322122 | NR | 7 | Industrial CHP |  | Y | 84-135-001 | N |  | N |  | Y | Y | OP | Virginia Electric & Power Co | 19876 | VA | 115 |  |  | Columbia Gas of Virginia
11290 | Lacomb Irrigation Dist | 52155 | Lacomb Irrigation District | End of Island Inn Drive | Lebanon | OR | 97355 | Linn | 44.5975 | -122.6854 | WECC | PACW | PacifiCorp - West | Crabtree Creek | 22 | NR | 2 | IPP Non-CHP |  | N |  | Y | 90-35-000 | N |  | N | X |  | PacifiCorp | 14354 | OR | 4.71
7160 | Geysers Power Co LLC | 52158 | Aidlin Geothermal Power Plant | 10350 Socrates Mine Road | Middletown | CA | 95425 | Sonoma | 38.8339 | -122.881 | WECC | CISO | California Independent System Operator | Wells | 22 | NR | 2 | IPP Non-CHP |  | N |  | Y | 89-47-002 | N |  |  | X |  | Pacific Gas & Electric Co | 14328 | CA | 115
2770 | Terra-Gen Operating Co LLC | 52160 | Victory Garden Phase IV LLC | 13000 Jameson Rd. | Techapi | CA | 93581 | Kern | 35.3111 | -118.4319 | WECC | CISO | California Independent System Operator |  | 22 | NR | 2 | IPP Non-CHP |  | N |  | Y | 90-43-000 | N |  |  | X |  | Southern California Edison Co | 17609 | CA | 230
2770 | Terra-Gen Operating Co LLC | 52161 | Terra-Gen 251 Wind LLC | 13000 Jameson Road | Tehachapi | CA | 93561 | Kern | 35.0853 | -118.3547 | WECC | CISO | California Independent System Operator |  | 22 | NR | 2 | IPP Non-CHP |  | N |  | Y | 87-365-000 | N |  |  | X |  | Southern California Edison Co | 17609 | CA | 230
19740 | AES Wind Generation Inc | 52162 | 85 A | 161 N. Mill Unit A | Tehachapi | CA | 93561 | Kern | 35.1011 | -118.3372 | WECC | CISO | California Independent System Operator |  | 22 | NR | 2 | IPP Non-CHP |  | N |  | Y | 85-687-000 | N |  |  | X |  | Southern California Edison Co | 17609 | CA | 34
19740 | AES Wind Generation Inc | 52163 | 85 B | 161 N. Mill Unit A | Tehachapi | CA | 93561 | Kern | 35.1011 | -118.3372 | WECC | CISO | California Independent System Operator |  | 22 | NR | 2 | IPP Non-CHP |  | N |  | Y | 85-686-000 | N |  |  | X |  | Southern California Edison Co | 17609 | CA | 34
19740 | AES Wind Generation Inc | 52165 | Helzel & Schwarzhoff 88 Wind Farm | 13000 Jameson Road | Tehachapi | CA | 93561 | KERN | 35.0908 | -118.3936 | WECC | CISO | California Independent System Operator |  | 22 | NR | 2 | IPP Non-CHP |  | N |  | Y | 84-283-000 | N |  |  | X |  | Southern California Edison Co | 17609 | CA | 34
59386 | Ampersand Collins Hydro LLC | 52166 | Collins Facility | Cottage Ave | Wilbraham | MA | 1095 | Hampden | 42.1569 | -72.4227 | NPCC | ISNE | ISO New England Inc. | Chicopee River | 22 | NR | 2 | IPP Non-CHP |  | N |  | Y | 84-115-000 | N |  | N | X |  | Massachusetts Electric Co | 11804 | MA | 13.8
24210 | Riverbay Corp | 52168 | Riverbay | 98 Co-op City Blvd. | New York | NY | 10475 | Bronx | 40.87 | -73.8244 | NPCC | NYIS | New York Independent System Operator | Municipality | 814 | NR | 5 | Commercial CHP |  | N |  | N |  | N |  | N | X |  | Consolidated Edison Co-NY Inc | 4226 | NY | 26.4 |  |  | Consolidated Edison Co-NY Inc
12687 | Midway-Sunset Cogeneration Co | 52169 | Midway Sunset Cogen | 3466 W Crocker Springs Road | Fellows | CA | 93224 | Kern | 35.2269 | -119.6294 | WECC | CISO | California Independent System Operator |  | 211 | NR | 7 | Industrial CHP |  | Y | 86-433-001; '86-433-002; '86-466-003 | N |  | N |  | N | X |  | Pacific Gas & Electric Co | 14328 | CA | 230 |  |  | Southern California Gas Company and Kern/Mojave
56838 | KEI (Maine) Power Management (III) LLC | 52171 | Upper Barker | 146 Mill Street | Auburn | ME | 4210 | Androscoggin | 44.0869 | -70.2293 | NPCC | ISNE | ISO New England Inc. | Little Androscoggin | 22 | NR | 2 | IPP Non-CHP |  | N |  | Y | 89-229-001 | N |  |  | X |  | Central Maine Power Co | 3266 | ME | 12
42659 | Pennsylvania Renewable Resources | 52173 | Conemaugh Hydro Plant | 1665 Auen Rd Ste C | Saltsburg | PA | 15681 | Westmoreland | 40.4644 | -79.3657 | RFC | PJM | PJM Interconnection, LLC | Conemaugh River | 22 | NR | 2 | IPP Non-CHP |  | N |  | Y | 85-621-001 | N |  | N | X |  | Pennsylvania Electric Co | 14711 | PA | 1
56677 | Cyrq Energy Corp | 52174 | Soda Lake Geothermal No I II | 5500 Soda Lake | Fallon | NV | 89406 | Churchill | 39.557 | -118.8383 | WECC | NEVP | Nevada Power Company | Wells | 22 | NR | 2 | IPP Non-CHP |  | N |  | Y | 87-263-002 | N |  |  | X |  | Sierra Pacific Power Co | 17166 | NV | 69
7168 | CITGO Petroleum Corp | 52175 | CITGO Refinery Powerhouse | Highway 108 | Sulphur | LA | 70663 | Calcasieu | 30.1826 | -93.3234 | SERC | MISO | Midcontinent Independent Transmission System Operator, Inc.. | Calcasieu River | 32411 | NR | 7 | Industrial CHP |  | N |  | N |  | N |  |  | X |  | Entergy Gulf States - LA LLC | 55936 | LA | 230 |  |  | Targa Resources
15300 | Power Resources Ltd | 52176 | C R Wing Cogen Plant | 500 Refinery Road | Big Spring | TX | 79720 | Howard | 32.2732 | -101.4224 | TRE | ERCO | Electric Reliability Council of Texas, Inc. | Colo.River Municipal Water Dis | 22 | NR | 3 | IPP CHP |  | N |  | N |  | Y | 03-22-000 | N | X |  | Oncor Electric Delivery Company LLC | 44372 | TX | 345 |  |  | ONEOK Westex Transmission, LLC.
18617 | Tesoro Alaska Company LLC | 52184 | Tesoro Kenai Cogeneration Plant | 54741 Tesoro Road | Kenai | AK | 99611 | Kenai Peninsula | 60.677 | -151.3815 | ASCC |  |  |  | 32411 | NR | 7 | Industrial CHP |  | Y | 91-162-000 | N |  | N |  | N | X |  | Homer Electric Assn Inc | 19558 | AK | 25 |  |  | Kenai-Nikiski Pipeline
20323 | Wellhead Services Inc | 52186 | Yuba City Cogen Partners | 870 N Walton Ave | Yuba City | CA | 95992 | Sutter | 39.1367 | -121.6398 | WECC | CISO | California Independent System Operator | City Water | 22 | NR | 3 | IPP CHP |  | Y | 90-151-001 | N |  | N |  | N | X |  | Pacific Gas & Electric Co | 14328 | CA | 60 |  |  | Pacific Gas & Electric
6359 | Falls Creek Hydroelectric Project LP | 52187 | Falls Creek | Hwy 20, mile post 49 | Cascadia | OR | 97329 | Linn | 44.3968 | -122.3502 | WECC | PACW | PacifiCorp - West | Falls Creek | 22 | NR | 2 | IPP Non-CHP |  | N |  | Y | 85-253-002 | N |  | N | X |  | PacifiCorp | 14354 | OR | 4.16
4202 | Phillips 66-Ponca City Refinery | 52188 | Ponca City Refinery | 1000 S Pine | Ponca City | OK | 74603 | Kay | 36.688 | -97.088 | SPP | SWPP | Southwest Power Pool | Wells | 32411 | NR | 7 | Industrial CHP |  | N |  | N |  | N |  | N | X |  | Oklahoma Gas & Electric Co | 14063 | OK | 15 |  |  | Oklahoma Natural Gas and Southern Star
56605 | Delaware City Refining Company LLC | 52193 | Delaware City Plant | 2000 Wrangle Hill Road | Delaware City | DE | 19706 | New Castle | 39.5871 | -75.6343 | RFC | PJM | PJM Interconnection, LLC | Delaware River | 32411 | NR | 7 | Industrial CHP |  | Y | 92-17-003 | N |  | N |  | N | X |  | Delmarva Power | 5027 | DE | 138 |  |  | Eastern Shore Natural Gas
57165 | Otay Landfill Gas LLC | 52204 | Otay | 1600 Maxwell Road | Chula Vista | CA | 91911 | SAN DIEGO | 32.5983 | -117.0178 | WECC | CISO | California Independent System Operator | Municipality | 22 | NR | 2 | IPP Non-CHP |  | N |  | Y | 83-87-003, 05-143-002, 13-347-000 | N |  | N | X |  | San Diego Gas & Electric Co | 16609 | CA | 12.5
17610 | SP Fiber Technologies LLC | 54004 | WestRock Southeast, LLC. | 709 Papermill Road | Dublin | GA | 31027 | Laurens | 32.5036 | -82.8443 | SERC | SOCO | Southern Company Services, Inc. - Trans | Oconee River | 322122 | NR | 7 | Industrial CHP |  | Y | 03-34-000 | N |  | N |  | Y | Y | OP | Georgia Transmission Corp | 7197 | GA | 115 |  |  | City of Dublin, GA - SML Macon (GA)
12380 | Montana Dept-Natural Res&Consv | 54006 | Broadwater Power Project | 511 Toston Dam Road | Toston | MT | 59643 | Broadwater | 46.1206 | -111.4077 | WECC | NWMT | NorthWestern Energy (NWMT) | Missouri River | 22 | NR | 2 | IPP Non-CHP |  | N |  | N |  | N |  |  | X |  | NorthWestern Energy LLC - (MT) | 12825 | MT | 100
57224 | MM West Covina Energy LLC | 54015 | MM West Covina | 2210 S.Azusa Avenue | West Covina | CA | 91791 | Los Angeles | 34.0332 | -117.9061 | WECC | CISO | California Independent System Operator | Municipality | 22 | NR | 2 | IPP Non-CHP |  | N |  | Y | 91-153-005 | N |  |  | X |  | Southern California Edison Co | 17609 | CA | 12
11295 | Los Angeles County-San Gabriel | 54017 | San Gabriel Hydro Project | 9700 N San Gabriel Canyon Road | Azusa | CA | 91702 | Los Angeles | 34.2043 | -117.8557 | WECC | CISO | California Independent System Operator | San Gabriel River | 22 | NR | 2 | IPP Non-CHP |  | N |  | Y | 87-661-000 | N |  | N | X |  | Southern California Edison Co | 17609 | CA | 12
54842 | WM Renewable Energy LLC | 54033 | Wheelabrator North Broward | 2600 Wiles Road | Pompano Beach | FL | 33073 | Broward | 26.2878 | -80.1581 | FRCC | FPL | Florida Power & Light Company | Municipality | 22 | NR | 2 | IPP Non-CHP |  | N |  | Y | 86-286-000; 93-42-000 | N |  |  | X |  | Florida Power & Light Co | 6452 | FL | 138
6838 | CCI Rensselaer LLC | 54034 | Rensselaer Cogen | 39 Riverside Avenue | Rensselaer | NY | 12144 | RENSSELAER | 42.6253 | -73.75 | NPCC | NYIS | New York Independent System Operator | Rensselaer Municipal Water | 22 | NR | 2 | IPP Non-CHP |  | N |  | N |  | Y | 05-22-000 | N | X |  | Niagara Mohawk Power Corp. | 13573 | NY | 115 |  |  | Niagara Mohawk Power Corp (Natinal Grid)
55808 | Westmoreland Partners | 54035 | Roanoke Valley Energy Facility I | 290 Power Place, PO Box 351 | Weldon | NC | 27890 | Halifax | 36.4364 | -77.6167 | SERC | PJM | PJM Interconnection, LLC | Municipality | 22 | NR | 3 | IPP CHP |  | Y | 90-147-000; 90-57-000 | N |  | Y | 93-57-000 | N | X |  | Virginia Electric & Power Co | 19876 | NC | 230
34691 | Ormat Nevada Inc | 54038 | Geo East Mesa II | 3300 East Evan Hewes Highway | Holtville | CA | 92250 | Imperial | 32.7757 | -115.2637 | WECC | IID | Imperial Irrigation District | Imperial Irrigation Water Dist | 22 | NR | 2 | IPP Non-CHP |  | N |  | Y | 88-202-009, 88-203-009 | N |  |  | X |  | Imperial Irrigation District | 9216 | CA | 92
11127 | Lockport Energy Associates LP | 54041 | Lockport Energy Associates LP | 5087 Junction Road | Lockport | NY | 14094 | Niagara | 43.1619 | -78.745 | NPCC | NYIS | New York Independent System Operator | Municipality | 22 | NR | 3 | IPP CHP |  | N |  | N |  | N |  | N | X |  | New York State Elec & Gas Corp | 13511 | NY | 115 |  |  | Tennessee Gas Pipeline Zone 5 niagara spur
19528 | University of Illinois | 54044 | University of Illinois Cogen Facility | 1140 S. Morgan | Chicago | IL | 60680 | Cook | 41.8675 | -87.6524 | RFC | PJM | PJM Interconnection, LLC | City of Chicago Water | 611 | NR | 5 | Commercial CHP |  | Y | 93-46-000 | N |  | N |  | N | X |  | Commonwealth Edison Co | 4110 | IL | 69 |  |  | PEOPLES GAS
2518 | U S Bureau of Reclamation | 54050 | Glines Hydroelectric Project | Hwy 101, Elwha River at mi. 12 | Port Angeles | WA | 98362 | Clallam | 48.0022 | -123.6002 | WECC | BPAT | Bonneville Power Administration | Elwha River | 22 | RE | 1 | Electric Utility |  | N |  | N |  | N |  |  | X |  | PUD No 1 of Clallam County | 3644 | WA | 69
2518 | U S Bureau of Reclamation | 54051 | Elwha Hydroelectric Project | Hwy 101, Elwa River at mi. 5 | Port Angeles | WA | 98362 | Clallam | 48.0949 | -123.5574 | WECC | BPAT | Bonneville Power Administration | Elwha River | 22 | RE | 1 | Electric Utility |  | N |  | N |  | N |  |  | X |  | PUD No 1 of Clallam County | 3644 | WA | 69
14584 | Pawtucket Power Associates LP | 54056 | Pawtucket Power Associates | 181 Concord Street | Pawtucket | RI | 2860 | Providence | 41.8615 | -71.4069 | NPCC | ISNE | ISO New England Inc. | Municipality | 22 | NR | 2 | IPP Non-CHP |  | N |  | N |  | Y | 88-66-002 | N | X |  | National Grid Generation, LLC | 26751 |  | 23 |  |  | National Grid
16073 | Riverview Energy Systems | 54057 | Riverview Energy Systems | 20000 Grange Rd | Riverview | MI | 48192 | Wayne | 42.1661 | -83.2129 | RFC | MISO | Midcontinent Independent Transmission System Operator, Inc.. |  | 22 | NR | 2 | IPP Non-CHP |  | N |  | Y | 87-677-000 | N |  | N | X |  | DTE Electric Company | 5109 | MI | 41
9261 | Indeck-Olean Ltd Partnership | 54076 | Indeck Olean Energy Center | 140 Moore Ave. | Olean | NY | 14760 | Cattaraugus | 42.0859 | -78.4543 | NPCC | NYIS | New York Independent System Operator | Wells | 22 | NR | 3 | IPP CHP |  | N |  | N |  | Y | 99-44-000 | N | X |  | Niagara Mohawk Power Corp. | 13573 | NY | 115 |  |  | National Fuel Supply
55740 | Spruance Genco LLC | 54081 | Spruance Genco LLC | 5001 Commerce Road | Richmond | VA | 23234 | Richmond City | 37.4556 | -77.4308 | SERC | PJM | PJM Interconnection, LLC | James River | 22 | NR | 3 | IPP CHP |  | Y | 90-81, 98-38 | N |  | N |  | N | X |  | Virginia Electric & Power Co | 19876 | VA | 230
55738 | Verso Paper Androscoggin LLC | 54085 | Androscoggin Mill | Riley Road | Jay | ME | 4239 | Franklin | 44.5063 | -70.2395 | NPCC | ISNE | ISO New England Inc. | Androscoggin River | 322 | NR | 7 | Industrial CHP |  | Y | 86-380-000 | N |  | N |  | N | X |  | Central Maine Power Co | 3266 | ME | 115 |  |  | Portland Natural Gas Transmission System
9390 | International Paper Co-GT Mill | 54087 | International Paper Georgetown Mill | 700 South Kaminski Street | Georgetown | SC | 29440 | Georgetown | 33.3602 | -79.3026 | SERC | SC | South Carolina Public Service Authority | Waste Treatment Pond | 322122 | NR | 7 | Industrial CHP |  | Y | 85-10-000 | N |  | N |  | N | X |  | Santee Electric Coop, Inc | 16606 | SC | 35.8 |  |  | Carolina Gas Transmission
9312 | IPC-Mansfield Mill | 54091 | Mansfield Mill | 1202 Hwy 509 | Mansfield | LA | 71052 | DeSoto | 32.1575 | -93.5562 | SPP | MISO | Midcontinent Independent Transmission System Operator, Inc.. | Municipality | 32213 | NR | 7 | Industrial CHP |  | Y | 83-225-000 | N |  | N |  | N | X |  | Cleco Power LLC | 3265 | LA | 13.8 |  |  | Gulf South, Centerpoint and JW Operatons
9393 | International Paper Co-Riverdl | 54096 | International Paper Riverdale Mill | 601 County Rd 78 | Selma | AL | 36703 | Dallas | 32.426 | -86.8709 | SERC | SOCO | Southern Company Services, Inc. - Trans | Alabama River | 322122 | NR | 7 | Industrial CHP |  | Y | 82-215-000 | N |  | N |  | Y | N | OP | Alabama Power Co | 195 | AL | 115 |  |  | The line is from Alagasco
9385 | International Paper Co | 54097 | International Paper Texarkana Mill | 9978 FM 3129 | Queen City | TX | 75572 | Cass | 33.2553 | -94.0696 | SPP | SWPP | Southwest Power Pool | Sulphur River | 32213 | NR | 7 | Industrial CHP |  | N |  | N |  | N |  |  | X |  | Southwestern Public Service Co | 17718 | TX | 138 |  |  | CenterPoint Energy Natural Gas Pipeline Company (NPGL)
54738 | Thilmany LLC | 54098 | Kaukauna Paper Mill | 600 Thilmany Road | Kaukauna | WI | 54130 | Outagamie | 44.2826 | -88.2534 | MRO | MISO | Midcontinent Independent Transmission System Operator, Inc.. | River | 322122 | NR | 7 | Industrial CHP |  | Y | 91-99-000 | N |  | N |  | N | X |  | City of Kaukauna | 10056 | WI | 34.5 |  |  | Constellation
9350 | IPC-Ticonderoga | 54099 | Ticonderoga Mill | 568 Shore Airport Rd. | Ticonderoga | NY | 12883 | Essex | 43.8914 | -73.397 | NPCC | NYIS | New York Independent System Operator | Lake Champlain | 322122 | NR | 7 | Industrial CHP |  | Y | 91-97-000 | N |  | N |  |  | X |  | National Grid Generation, LLC | 26751 |  | 115 |  |  | No pipeline connected to facility. It is delivered by truck.
9382 | International Paper Co-Vicksbg | 54100 | International Paper Vicksburg Mill | Higway 3 North | Vicksburg | MS | 39181 | Warren | 32.5292 | -90.7742 | SERC | MISO | Midcontinent Independent Transmission System Operator, Inc.. | Yazoo River | 322122 | NR | 7 | Industrial CHP |  | Y | 91-98-000 | N |  | N |  | Y | N | OP | Yazoo Valley Elec Power Assn | 21114 | MS | 13.8 |  |  | Gulfsouth
7172 | Georgia-PacificCedar Springs LLC | 54101 | Georgia-Pacific Cedar Springs | GA Hwy 273 W | Cedar Springs | GA | 31732 | Early | 31.166 | -85.0951 | SERC | SOCO | Southern Company Services, Inc. - Trans | Chattahoochee River | 32213 | NR | 7 | Industrial CHP |  | Y | 93-114-000 | Y | 93-114-000 | N |  | Y | N | OP | Georgia Power Co | 7140 | GA | 115 |  |  | Southern Natural Gas Co.
5033 | Domtar Industries Inc | 54103 | Port Edwards Mill | 100 Wisconsin River Dr. | Port Edwards | WI | 54469 | Wood | 44.3364 | -89.8672 | RFC | MISO | Midcontinent Independent Transmission System Operator, Inc.. | Wisconsin River | 322122 | NR | 6 | Industrial Non-CHP |  | N |  | Y | 93-119-000 | N |  | N | X |  | Wisconsin Power & Light Co | 20856 | WI | 690 |  |  | WE Energies
5262 | Domtar Industries Inc | 54104 | Ashdown | 285 Hwy. 71 South | Ashdown | AR | 71822 | Little River | 33.6417 | -94.1083 | SPP | SWPP | Southwest Power Pool | Millwood Lake | 322122 | NR | 7 | Industrial CHP |  | Y | 89-318-000 | N |  | N |  | Y | N | OP | Southwestern Electric Power Co | 17698 | AR | 69 |  |  | CenterPoint Energy Interstate Pipeline
49748 | ORCAL Geothermal, Inc | 54111 | Second Imperial Geothermal | 855 Dogwood Road | Heber | CA | 92249 | Imperial | 32.7144 | -115.5356 | WECC | IID | Imperial Irrigation District | Irrigation Canal | 22 | NR | 2 | IPP Non-CHP |  | N |  | Y | 92-53-000 | N |  |  | X |  | Imperial Irrigation District | 9216 | CA | 92
10349 | KIAC Partners | 54114 | Kennedy International Airport Cogen | JFK Airport, Building 49 | Jamaica | NY | 11430 | Queens | 40.6417 | -73.7778 | NPCC | NYIS | New York Independent System Operator | Municipality | 22 | NR | 3 | IPP CHP |  | Y | 91-54-002 | N |  | N |  | N | X |  | Consolidated Edison Co-NY Inc | 4226 | NY | 138 |  |  | NATIONAL GRID DISTRIBUTION SYSTEM
56839 | KEI (Maine) Power Management (IV) LLC | 54123 | Mechanic Falls | 31 Elm Street | Mechanic Falls | ME | 4256 | Androscoggin | 44.1112 | -70.3907 | NPCC | ISNE | ISO New England Inc. | Little Androscoggin | 22 | NR | 2 | IPP Non-CHP |  | N |  | Y | 86-43-001 | N |  | N | X |  | Central Maine Power Co | 3266 | ME | 34.5
56837 | KEI (Maine) Power Management (II) LLC | 54124 | Pittsfield Hydro | 1364 Main Street | Burnham | ME | 4967 | SOMERSET | 44.7214 | -69.412 | NPCC | ISNE | ISO New England Inc. | Sebasticook River | 22 | NR | 2 | IPP Non-CHP |  | N |  | Y | 06-320-000 | N |  |  | X |  | Central Maine Power Co | 3266 | ME | 34.5
50136 | North American Energy Services | 54131 | Fortistar North Tonawanda | 1070 Erie Ave | North Tonawanda | NY | 14120 | Niagara | 43.0483 | -78.8539 | NPCC | NYIS | New York Independent System Operator | Municipality | 22 | NR | 3 | IPP CHP |  | Y | 89-111-01 | N |  | N |  | N | X |  | National Grid Generation, LLC | 26751 |  | 115 |  |  | National Fuel Gas
7595 | Great Lakes Hydro America LLC | 54134 | Great Lakes Hydro America - ME | 1024 Cenetral Street | Millinocket | ME | 4462 | Penobscot | 45.6472 | -68.7044 | NPCC | ISNE | ISO New England Inc. | West Branch Penobscot River | 22 | NR | 2 | IPP Non-CHP |  | N |  | N |  | Y | 02-137-000 | N | X |  | Emera Maine | 1179 | ME | 115
5068 | Denver City & County of | 54142 | Hillcrest Pump Station | 4200 South Happy Canyon Rd | Denver | CO | 80237 | Denver | 39.6419 | -104.9138 | WECC | PSCO | Public Service Company of Colorado | Cherry Creek Lake | 22 | NR | 2 | IPP Non-CHP |  | N |  | Y | 10-97-300 | N |  |  | X |  | Public Service Co of Colorado | 15466 | CO | 13.2
56597 | Hydro Kennebec LLC | 54148 | Hydro Kennebec Project | 51 Simpson Avenue | Winslow | ME | 4901 | Kennebec | 44.563 | -69.6192 | NPCC | ISNE | ISO New England Inc. | Kennebec River | 22 | NR | 2 | IPP Non-CHP |  | N |  | Y | 86-279-001 | N |  |  | X |  | Central Maine Power Co | 3266 | ME | 34.5
13587 | Nissequoque Cogen Partners | 54149 | Stony Brook Cogen Plant | Gymnasium Road | Stony Brook | NY | 11794 | Suffolk | 40.9168 | -73.1291 | NPCC | NYIS | New York Independent System Operator | Municipality | 22 | NR | 3 | IPP CHP |  | Y | 91-38-001 | N |  | N |  | N | X |  | Long Island Power Authority | 11171 | NY | 69 |  |  | National Grid
9434 | Iowa State University | 54201 | Iowa State University | Room 220 Power Plant | Ames | IA | 50011 | Story | 42.0275 | -93.6394 | MRO | MISO | Midcontinent Independent Transmission System Operator, Inc.. | Wells | 611 | NR | 5 | Commercial CHP |  | N |  | N |  | N |  | N | X |  | City of Ames - (IA) | 554 | IA | 69 |  |  | Alliant Energy
10963 | Lewiston City of | 54202 | Upper Androscoggin | 541 Lisbon St. | Lewiston | ME | 4243 | Androscoggin | 44.088 | -70.2124 | NPCC | ISNE | ISO New England Inc. | Androscoggin River | 22 | NR | 2 | IPP Non-CHP |  | N |  | N |  | N |  |  | X |  | Central Maine Power Co | 3266 | ME | 12
12704 | Mississippi Baptist Medical | 54203 | Mississippi Baptist Medical Center | 1225 N. State St | Jackson | MS | 39202 | Hinds | 32.3133 | -90.1797 | SERC | MISO | Midcontinent Independent Transmission System Operator, Inc.. |  | 622 | NR | 5 | Commercial CHP |  | N |  | N |  | N |  |  | X |  | Entergy Mississippi Inc | 12685 | MS | 13.2 |  |  | Atmos Energy
56616 | ArcelorMittal Warren Inc | 54207 | ArcelorMittal Warren | 2234 Main Ave | Warren | OH | 44482 | Trumbull | 41.2119 | -80.8176 | RFC | PJM | PJM Interconnection, LLC | Mahoning River | 3311 | NR | 7 | Industrial CHP |  | N |  | N |  | N |  | N | X |  | Ohio Edison Co | 13998 | OH | 138 |  |  | Dominion East Ohio
491 | American Crystal Sugar Co | 54210 | American Crystal Sugar Hillsboro | Highway 81 South | Hillsboro | ND | 58045 | Traill | 47.4376 | -97.0631 | MRO | MISO | Midcontinent Independent Transmission System Operator, Inc.. |  | 311 | NR | 7 | Industrial CHP |  | N |  | N |  | N |  | Y | Y | OP | Nodak Electric Coop Inc | 12301 | ND | 12.5
491 | American Crystal Sugar Co | 54211 | American Crystal Sugar Moorhead | 2500 North 11th | Moorhead | MN | 56560 | Clay | 46.9026 | -96.7611 | MRO | SWPP | Southwest Power Pool |  | 311 | NR | 7 | Industrial CHP |  | N |  | N |  | N |  | N | X |  | City of Moorhead - (MN) | 12894 | MN | 12.5
491 | American Crystal Sugar Co | 54212 | American Crystal Sugar Crookston | Highway 75 South | Crookston | MN | 56716 | Polk | 47.7647 | -96.6334 | MRO | MISO | Midcontinent Independent Transmission System Operator, Inc.. |  | 311 | NR | 7 | Industrial CHP |  | N |  | N |  | N |  | N | X |  | Otter Tail Power Co | 14232 | MN | 12.5
491 | American Crystal Sugar Co | 54213 | American Crystal Sugar Drayton | County Hwy 44 | Drayton | ND | 58225 | Pembina | 48.5932 | -97.1761 | MRO | MISO | Midcontinent Independent Transmission System Operator, Inc.. |  | 311 | NR | 7 | Industrial CHP |  | N |  | N |  | N |  | Y | Y | OP | Nodak Electric Coop Inc | 12301 | ND | 4.16
491 | American Crystal Sugar Co | 54214 | American Crystal Sugar East Grand Forks | Business Hwy 2 | East Grand Forks | MN | 56721 | Polk | 47.9272 | -97.0072 | MRO | MISO | Midcontinent Independent Transmission System Operator, Inc.. |  | 311 | NR | 7 | Industrial CHP |  | N |  | N |  | N |  | N | X |  | City of East Grand Forks - (MN) | 5575 | MN | 12.5
2053 | Bowater Newport Coosa Pines Op | 54216 | U S Alliance Coosa Pines | 17589 Plant Rd | Coosa Pines | AL | 35044 | Talladega | 33.3281 | -86.3568 | SERC | SOCO | Southern Company Services, Inc. - Trans | Coosa River | 322 | NR | 7 | Industrial CHP |  | N |  | N |  | N |  | Y | N | OP | Alabama Power Co | 195 | AL | 110 |  |  | Southern Natural Gas Company, LLC
59479 | Covanta Energy Americas, Inc. | 54219 | Burney Mountain Power | Hwy 299 East Energy Drive | Burney | CA | 96013 | Shasta | 40.9095 | -121.6404 | WECC | CISO | California Independent System Operator | Wells | 22 | NR | 2 | IPP Non-CHP |  | N |  | Y | 83-37-000 | N |  |  | X |  | Pacific Gas & Electric Co | 14328 | CA | 60 |  |  | PG&E Burney Pipeline
29925 | Enterprise Products Optg LP | 54221 | Blanco Compressor Station | 81 County Rd 4900 | Bloomfield | NM | 87413 | San Juan | 36.7311 | -107.9628 | WECC | WACM | Western Area Power Administration - Rocky Mountain Region | Air Cooled | 2212 | NR | 6 | Industrial Non-CHP |  | N |  | N |  | N |  | N | X |  | City of Farmington | 6204 | NM | 69
6738 | Franklin Heating Station | 54224 | Franklin Heating Station | 119 3rd Street SW | Rochester | MN | 55902 | Olmsted | 44.0206 | -92.4656 | MRO | MISO | Midcontinent Independent Transmission System Operator, Inc.. | Well, Municipality | 622 | NR | 5 | Commercial CHP |  | N |  | N |  | N |  | N | X |  | Rochester Public Utilities | 16181 | MN | 13.8 |  |  | Minnesota Energy
7209 | The Gillette Company | 54225 | Gillette SBMC | One Gillette Park | Boston | MA | 2127 | Suffolk | 42.3436 | -71.0559 | NPCC | ISNE | ISO New England Inc. | Fort Point Channel | 332 | NR | 7 | Industrial CHP |  | N |  | N |  | N |  | N | X |  | NSTAR Electric Company | 54913 | MA | 13.8 |  |  | National Grid
5989 | Erving Paper Mills Inc | 54228 | Erving Paper Mills | 97 East Main St | Erving | MA | 1344 | Franklin | 42.5983 | -72.3875 | NPCC | ISNE | ISO New England Inc. | Millers River | 322122 | NR | 7 | Industrial CHP |  | N |  | N |  | N |  |  |  |  | Massachusetts Electric Co | 11804 | MA | 13.8 |  |  | Vermont Gas
14928 | Pfizer Inc | 54236 | Pfizer Groton Plant | Eastern Point Rd, MS 9101 | Groton | CT | 6340 | New London | 41.3315 | -72.0786 | NPCC | ISNE | ISO New England Inc. | Thames River | 325 | NR | 7 | Industrial CHP |  | Y | 89-350-000 | N |  | N |  | N | X |  | Groton Dept of Utilities - (CT) | 7716 | CT | 34.5 |  |  | Algonquin
56652 | DTE Stockton LLC | 54238 | Stockton Biomass | 2526 Washington St | Stockton | CA | 95203 | San Joaquin | 37.9436 | -121.3304 | WECC | CISO | California Independent System Operator | California Water Service | 22 | NR | 3 | IPP CHP |  | Y | 85-311-002 | N |  | N |  |  | X |  | Pacific Gas & Electric Co | 14328 | CA | 60 |  |  | Pacific Gas & Electric Co.
10339 | Kings Bay Naval Base | 54239 | Naval Submarine Base Kings Bay | 910 USS Hunley Ave | Kings Bay | GA | 31547 | Camden | 30.7917 | -81.5333 | SERC | SOCO | Southern Company Services, Inc. - Trans |  | 928 | NR | 4 | Commercial Non-CHP |  | N |  | N |  | N |  | N | X |  | Georgia Transmission Corp | 7197 | GA | 230
11233 | Louisiana Tech University | 54240 | Louisiana Tech University Power Plant | PO BOX 10288, Tech Station | Ruston | LA | 71272 | LINCOLN | 32.5256 | -92.6497 | SERC | MISO | Midcontinent Independent Transmission System Operator, Inc.. | Well | 611 | NR | 5 | Commercial CHP |  | N |  | N |  | N |  |  | X |  | Entergy Louisiana LLC | 11241 | LA | 13.8 |  |  | CenterPoint Energy Regency Gas
27075 | San Diego County Water Auth | 54242 | Alvarado Hydro Facility | 7100 Colorado Avenue | San Diego | CA | 92120 | San Diego | 32.7814 | -117.0411 | WECC | CISO | California Independent System Operator | San Diego 2nd Aqueduct | 22 | NR | 2 | IPP Non-CHP |  | N |  | Y | 85-327-000 | N |  | N | X |  | San Diego Gas & Electric Co | 16609 | CA | 12
6013 | Eugene Water & Electric Board | 54249 | Smith Falls Hydro Project | HCR 60 Box 251 | Porthill | ID | 83853 | Boundary | 48.9595 | -116.5574 | WECC | BPAT | Bonneville Power Administration | Smith Creek | 22 | RE | 1 | Electric Utility |  | N |  | N |  | N |  | N | X |  | City of Eugene - (OR) | 6022 | OR | 115
13542 | Newman & Co Inc | 54250 | Newman (PA) | 6101 Tacony St | Philadelphia | PA | 19135 | PHILADELPHIA | 40.014 | -75.0528 | RFC | PJM | PJM Interconnection, LLC | Municipality | 32213 | NR | 7 | Industrial CHP |  | N |  | N |  | N |  | N | X |  | PECO Energy Co | 14940 | PA | 13.2 |  |  | PJM Interconnection through the City of Philadelphia
42744 | Desehutes Valley Water District | 54251 | Opal Springs Hydro | Lasalle Lane | Culver | OR | 97734 | JEFFERSON | 44.49 | -121.2988 | WECC | PACW | PacifiCorp - West | Crooked River | 22 | NR | 2 | IPP Non-CHP |  | N |  | N |  | N |  |  | X |  | PacifiCorp | 14354 | OR | 69
59099 | New Dimension Energy Company, LLC | 54258 | Westwind Trust | Dillon Road | North Palm Springs | CA | 92258 | Riverside | 33.9683 | -116.5347 | WECC | CISO | California Independent System Operator |  | 22 | NR | 2 | IPP Non-CHP | N | N |  | N |  | N |  |  | X |  | Southern California Edison Co | 17609 | CA | 1
21944 | Sonoma County Water Agency | 54261 | Warm Springs Hydro Project | 3333 Skaggs Springs Road | Geyserville | CA | 95441 | Sonoma | 38.7221 | -123.0112 | WECC | CISO | California Independent System Operator | Lake Sonoma | 22 | NR | 2 | IPP Non-CHP |  | N |  | Y | 3-351-000 | N |  |  | X |  | Pacific Gas & Electric Co | 14328 | CA | 12
17897 | St Mary's Hospital | 54262 | Saint Marys Hospital Power Plant | 1216 Second St NW | Rochester | MN | 55902 | Olmsted | 44.0979 | -92.4798 | MRO | MISO | Midcontinent Independent Transmission System Operator, Inc.. | Wells Municipality | 622 | NR | 5 | Commercial CHP |  | N |  | N |  | N |  | N | X |  | Rochester Public Utilities | 16181 | MN | 13.8 |  |  | Minnesota Energy
58835 | Akron Energy Systems LLC | 54265 | Akron Recycle Energy Plant | 226 Opportunity Parkway | Akron | OH | 44307 | Summit | 41.0733 | -81.5306 | RFC | PJM | PJM Interconnection, LLC | Municipality | 622 | NR | 5 | Commercial CHP |  | N |  | N |  | N |  | N | X |  | Ohio Edison Co | 13998 | OH | 22.86 |  |  | East Ohio Gas Co.
4436 | Covanta Hydro Ops West Inc | 54267 | Koma Kulshan Associates | 44710 Baker Lake Road | Concrete | WA | 98237 | Whatcom | 48.6802 | -121.7233 | WECC | PSEI | Puget Sound Energy | Sulphur & Rocky Creeks | 22 | NR | 2 | IPP Non-CHP |  | N |  | Y | 89-326-002 | N |  | N | X |  | Puget Sound Energy Inc | 15500 | WA | 35
11459 | March Point Cogeneration Co | 54268 | March Point Cogeneration | 8507 South Texas Road | Anacortes | WA | 98221 | Skagit | 48.4708 | -122.56 | WECC | PSEI | Puget Sound Energy | Municipality | 22 | NR | 3 | IPP CHP |  | Y | 91-221-000 | N |  | N |  | N | X |  | Puget Sound Energy Inc | 15500 | WA | 115 |  |  | Cascade Natural Gas Pipeline
16553 | Saguaro Power Co | 54271 | Saguaro Power | 435 4th Street | Henderson | NV | 89015 | Clark | 36.0417 | -115.0117 | WECC | NEVP | Nevada Power Company | Olin Chlor Alkali | 22 | NR | 3 | IPP CHP |  | Y | 90-203-000, 90-203-001, 90-203-002, 90-203-003 | N |  | Y | 00-60-000 | N | X |  | Nevada Power Co | 13407 | NV | 138 |  |  | Kern River, Trans Western
19541 | University of North Carolina | 54276 | Univ of NC Chapel Hill Cogen Facility | 501 West Cameron Avenue | Chapel Hill | NC | 27599 | Orange | 35.9069 | -79.0617 | SERC | DUK | Duke Energy Carolinas | Orange Water & Sewer Authority | 611 | NR | 5 | Commercial CHP |  | N |  | N |  | N |  | N | X |  | Duke Energy Carolinas, LLC | 5416 | NC | 12.47 |  |  | PSNC Energy
9394 | Interstate Paper LLC | 54281 | Interstate Paper LLC Riceboro | 2366 Interstate Paper Road | Riceboro | GA | 31323 | Liberty | 31.7416 | -81.4079 | SERC | SOCO | Southern Company Services, Inc. - Trans | Floridan Aquifer (Wells) | 32213 | NR | 7 | Industrial CHP |  | N |  | N |  | N |  |  | X |  | Georgia Power Co | 7140 | GA | 12.5 |  |  | South Star Energy
31518 | Fort Smith City of | 54283 | Lee Creek Water Treatment Facility | 2425 Pine Hollow Road | Van Buren | AR | 72956 | Crawford | 35.4845 | -94.3929 | SPP | MISO | Midcontinent Independent Transmission System Operator, Inc.. | Lee Creek Reservoir | 22 | NR | 2 | IPP Non-CHP |  | N |  | N |  | N |  | N | X |  | Arkansas Valley Elec Coop Corp | 817 | AR | 41.6
8248 | Hastings Lock & Dam | 54285 | Hastings City Hydroelectric | 1350 Lock & Dam Road | Hastings | MN | 55033 | DAKOTA | 44.7602 | -92.8677 | MRO | MISO | Midcontinent Independent Transmission System Operator, Inc.. | Mississippi River | 22 | NR | 2 | IPP Non-CHP |  | N |  | N |  | N |  | N | X |  | Northern States Power Co - Minnesota | 13781 | MN | 12.47
30067 | Rolls Royce Corp | 54286 | Rolls Royce | 2001 S Tibbs Ave | Indianapolis | IN | 46241 | Marion | 39.7398 | -86.2118 | RFC | MISO | Midcontinent Independent Transmission System Operator, Inc.. |  | 336 | NR | 7 | Industrial CHP |  | N |  | N |  | N |  | N | X |  | Indianapolis Power & Light Co | 9273 | IN | 138 |  |  | Citizens Energy transmission main
35006 | Cousins Properties Inc | 54290 | Inforum | 250 Williams St | Atlanta | GA | 30303 | FULTON | 33.7533 | -84.3889 | SERC | SOCO | Southern Company Services, Inc. - Trans |  | 53 | NR | 4 | Commercial Non-CHP |  | N |  | N |  | N |  | N | X |  | Georgia Power Co | 7140 | GA | 4
2670 | Sherwin Alumina Company | 54291 | Sherwin Alumina | 4633 Hwy 361 | Corpus Christi | TX | 78469 | NUECES | 27.8836 | -97.261 | TRE | ERCO | Electric Reliability Council of Texas, Inc. | Municipality | 3313 | NR | 7 | Industrial CHP |  | N |  | N |  | N |  | N | X |  | AEP Texas Central Company | 3278 | TX | 11.5 |  |  | Southcross Energy - Main Supply Line Tennessee Gas Pipeline - Spare Line Kinder Morgan - Not in Use
18981 | Thomson Corp | 54294 | West Group Data Center | 610 Opperman Dr | Eagan | MN | 55123 | Dakota | 44.8256 | -93.1139 | MRO | MISO | Midcontinent Independent Transmission System Operator, Inc.. | Municipality | 518 | NR | 4 | Commercial Non-CHP |  | N |  | N |  | N |  | N | X |  | Dakota Electric Association | 25177 | MN | 13.8
1752 | Biola University | 54296 | Biola University | 13800 Biola Ave | La Mirada | CA | 90639 | Los Angeles | 33.907 | -118.0131 | WECC | CISO | California Independent System Operator | Municipality | 611 | NR | 5 | Commercial CHP |  | N |  | N |  | N |  |  | X |  | Southern California Edison Co | 17609 | CA | 12 |  |  | Transwestern Pipeline Company and El Paso Natural Gas Company, to Southern California Gas Company
11556 | Brookfield Energy Marketing LP | 54298 | Coram Energy LLC (ECT) | 6703 Oak Creek Road | Tehachapi | CA | 93501 | Kern | 35.0583 | -118.3417 | WECC | CISO | California Independent System Operator |  | 22 | NR | 2 | IPP Non-CHP |  | N |  | Y | 93-82-000 | N |  |  | X |  | San Diego Gas & Electric Co | 16609 | CA | 12
11556 | Brookfield Energy Marketing LP | 54299 | Coram Energy LLC | 6703 Oak Creek Road | Tehachapi | CA | 93501 | Kern | 35.075 | -118.3417 | WECC | CISO | California Independent System Operator |  | 22 | NR | 2 | IPP Non-CHP |  | N |  | Y | 93-81-000 | N |  |  | X |  | Southern California Edison Co | 17609 | CA | 12
11556 | Brookfield Energy Marketing LP | 54300 | CTV Power Purchase Contract Trust | 6703 Oak Creek Road | Tehachapi | CA | 93501 | Kern | 35.0583 | -118.3083 | WECC | CISO | California Independent System Operator |  | 22 | NR | 2 | IPP Non-CHP |  | N |  | Y | 93-80-000 | N |  |  | X |  | Southern California Edison Co | 17609 | CA | 66
12382 | Metropolitan Dist of Hartford | 54301 | Colebrook Hydroelectric | 426B Colebrook River Rd. | Colebrook | CT | 6021 | Litchfield | 42.0078 | -73.0356 | NPCC | ISNE | ISO New England Inc. | W Branch Farmington River | 22 | NR | 2 | IPP Non-CHP |  | N |  | N |  | N |  | N | X |  | Connecticut Light & Power Co | 4176 | CT | 27.6
12382 | Metropolitan Dist of Hartford | 54302 | Goodwin Hydroelectric | 251 Hogback Rd. | W. Hartland | CT | 6091 | Hartford | 41.9886 | -73.0194 | NPCC | ISNE | ISO New England Inc. | W Branch Farmington River | 22 | NR | 2 | IPP Non-CHP |  | N |  | N |  | N |  | N | X |  | Connecticut Light & Power Co | 4176 | CT | 27.6
1735 | Birchwood Power Partners LP | 54304 | Birchwood Power | 10900 Birchwood Drive | King George | VA | 22485 | King George | 38.2667 | -77.3147 | SERC | PJM | PJM Interconnection, LLC | Rappahannock River | 22 | NR | 2 | IPP Non-CHP |  | N |  | N |  | N |  | N | X |  | Virginia Electric & Power Co | 19876 | VA | 230
20523 | Westward Seafoods Inc | 54305 | Westward Seafoods | One Mile Captains Bay rd. | Dutch Harbor | AK | 99692 | Aleutians West | 53.8585 | -166.5529 | ASCC |  |  | Captains Bay | 311 | NR | 7 | Industrial CHP |  | N |  | N |  | N |  | N | X |  | City of Unalaska - (AK) | 19454 | AK | 4.16
8365 | Hazelton/Wilson Joint Venture | 54306 | Wilson Lake Hydroelectric Project | 658 Valley Road South | Eden | ID | 83325 | JEROME | 42.6289 | -114.1747 | WECC | IPCO | Idaho Power Company | Irrigation Canal | 22 | NR | 2 | IPP Non-CHP |  | N |  | Y | 93-71-000 | N |  |  | X |  | Idaho Power Co | 9191 | ID | 12.46
54722 | Grizzly Mountain Ranch | 54308 | Three Forks Water Power Project | 4,900 Zenia Bluff Road | Zenia | CA | 95595 | Trinity | 40.1998 | -123.5231 | WECC | CISO | California Independent System Operator | Mud Creek | 22 | NR | 2 | IPP Non-CHP |  | N |  | Y | 95-235-000 | N |  |  | X |  | Pacific Gas & Electric Co | 14328 | CA | 12
772 | Archer Daniels Midland Co | 54310 | Galesburg | 1021 South Henderson | Galesburg | IL | 61401 | Knox | 40.9 | -90.3333 | SERC | MISO | Midcontinent Independent Transmission System Operator, Inc.. | Municipality | 311 | NR | 7 | Industrial CHP |  | N |  | N |  | N |  |  | X |  |  |  |  | 12
772 | Archer Daniels Midland Co | 54311 | Archer Daniels Midland Little Rock | Foot of E 9th Street | Little Rock | AR | 72203 | Pulaski | 34.7 | -92.1997 | SERC | MISO | Midcontinent Independent Transmission System Operator, Inc.. | Municipality | 311 | NR | 7 | Industrial CHP |  | N |  | N |  | N |  |  | X |  | Entergy Arkansas Inc | 814 | AR | 34
772 | Archer Daniels Midland Co | 54312 | Archer Daniels Midland Taylorville | 1463 North Road | Taylorville | IL | 62568 | Christian | 39.5997 | -89.3 | SERC |  |  | Municipality | 311 | NR | 7 | Industrial CHP |  | N |  | N |  | N |  |  | X
772 | Archer Daniels Midland Co | 54316 | Archer Daniels Midland Southport | 1730 E Moore St SE | Southport | NC | 28461 | Brunswick | 33.9397 | -77.9905 | SERC | CPLE | Progress Energy Carolinas - EAST | Municipality | 311 | NR | 7 | Industrial CHP |  | N |  | N |  | N |  | N | X |  | Duke Energy Progress - (NC) | 3046 | NC | 13 |  |  | Piedmont Energy
7067 | Tata Chemicals Partners | 54318 | General Chemical | 20 Miles west of Green River, | Green River | WY | 82935 | Sweetwater | 41.5933 | -109.7542 | WECC | PACE | PacifiCorp - East | Green River | 325188 | NR | 7 | Industrial CHP |  | N |  | N |  | N |  | Y | N | OP | PacifiCorp | 14354 | WY | 34.5 |  |  | CIG Questar
7375 | Goodyear Tire & Rubber Co | 54321 | Goodyear Beaumont Chemical Plant | 11357 Interstate 10 | Beaumont | TX | 77705 | Jefferson | 29.9728 | -94.2142 | SPP | MISO | Midcontinent Independent Transmission System Operator, Inc.. | Lower N. River Valley Auth. | 325 | NR | 7 | Industrial CHP |  | N |  | N |  | N |  | N | X |  | Entergy Texas Inc. | 55937 | TX | 69 |  |  | Kinder Morgan
55810 | Augusta Canal Authority | 54322 | Sibley Mill | 1717 Goodrich Street | Augusta | GA | 30904 | Richmond | 33.4879 | -81.9925 | SERC | SOCO | Southern Company Services, Inc. - Trans | Augusta Canal | 314 | NR | 6 | Industrial Non-CHP |  | N |  | Y | 00-24-000 | N |  | N | X |  | Georgia Power Co | 7140 | GA | 13.8
18452 | Turner Properties Inc | 54323 | CNN Center | 190 Marietta St NW | Atlanta | GA | 30303 | Fulton | 33.7592 | -84.395 | SERC | SOCO | Southern Company Services, Inc. - Trans |  | 515 | NR | 4 | Commercial Non-CHP |  | N |  | N |  | N |  | N | X |  | Georgia Power Co | 7140 | GA | 19.8 |  |  | Atlanta Gaslight
27770 | Ocean State Power II | 54324 | Ocean State Power II | 1575 Sherman Farm Road | Harrisville | RI | 2830 | Providence | 42.0099 | -71.6701 | NPCC | ISNE | ISO New England Inc. | Blackstone River | 22 | NR | 2 | IPP Non-CHP |  | N |  | N |  | Y | 93-16-000 | N | X |  | The Narragansett Electric Co | 13214 | RI | 345 |  |  | Kinder Morgan Pipeline Spectra Pipeline
56773 | Toyon Landfill Gas Conversion, LLC | 54327 | Toyon Power Station | 5050 Mt. Hollywood Drive | Los Angeles | CA | 90027 | Los Angeles | 34.1717 | -118.3792 | WECC | LDWP | Los Angeles Department of Water and Power | LA Dept of Water & Power | 22 | NR | 2 | IPP Non-CHP |  | N |  | Y | 85-39-002 | N |  |  | X |  | Los Angeles Department of Water & Power | 11208 | CA | 34.5 |  |  | NONE
17052 | Shell Chemical LP | 54330 | Westhollow Technology Center | 3333 Hwy 6 South | Houston | TX | 77082 | Harris | 29.726 | -95.6382 | TRE | ERCO | Electric Reliability Council of Texas, Inc. | Municipality | 325 | NR | 7 | Industrial CHP |  | N |  | N |  | N |  | N | X |  | CenterPoint Energy | 8901 | TX | 12.47 |  |  | Kinder-Morgan City Main
2468 | Bucknell University | 54333 | Bucknell University | 1225 River Road | Lewisburg | PA | 17837 | Union | 40.955 | -76.8788 | RFC | PJM | PJM Interconnection, LLC | Municipality | 611 | NR | 5 | Commercial CHP |  | Y | 97-104-000 | N |  | N |  | N | X |  | Citizens Electric Co - (PA) | 3597 | PA | 12.47 |  |  | UGI - Central Penn Gas
12986 | Morton Salt Inc | 54335 | Morton Salt Rittman | 151 S Industrial St | Rittman | OH | 44270 | Wayne | 40.9692 | -81.7756 | RFC | PJM | PJM Interconnection, LLC | Wells | 325 | NR | 7 | Industrial CHP |  | N |  | N |  | N |  | N | X |  | Ohio Edison Co | 13998 | OH | 69 |  |  | Columbia Gas
15734 | NRG Energy Center San Diego LLC | 54337 | NRG Energy San Diego | 901 Kettner Blvd. | San Diego | CA | 92101 | San Diego | 32.7149 | -117.1689 | WECC | CISO | California Independent System Operator |  | 22 | NR | 3 | IPP CHP |  | Y | 85-321-000; 85-322-000 | N |  | N |  |  | X |  | San Diego Gas & Electric Co | 16609 | CA | 12 |  |  | San Diego Gas & Electric
16098 | Rio Grande Valley Sugar Growers, Inc. | 54338 | Rio Grande Valley Sugar Growers | 2 1/2mi.W. Hwy 107 | Santa Rosa | TX | 78593 | Hidalgo | 26.2697 | -97.867 | TRE | ERCO | Electric Reliability Council of Texas, Inc. | Municipality | 311 | NR | 7 | Industrial CHP |  | N |  | N |  | N |  | Y | N | OP | AEP Texas Central Company | 3278 | TX | 12.5 |  |  | Texas Gas Service
18912 | Thunder Bay Power Co LLC | 54340 | Norway Point Hydropower Project | 3101 Long Rapids Road | Alpena | MI | 49707 | Alpena | 45.1025 | -83.5189 | RFC | MISO | Midcontinent Independent Transmission System Operator, Inc.. | Thunder Bay River | 22 | NR | 2 | IPP Non-CHP |  | N |  | Y | 91-2-000 | N |  |  | X |  | Alpena Power Co | 392 | MI | 34.5
18912 | Thunder Bay Power Co LLC | 54341 | Four Mile Hydropower Project | 2701 Long Rapids Road | Alpena | MI | 49707 | Alpena | 45.0933 | -83.5025 | RFC | MISO | Midcontinent Independent Transmission System Operator, Inc.. | Thunder Bay River | 22 | NR | 2 | IPP Non-CHP |  | N |  | Y | 91-4-000; '06-249-000 | N |  |  | X |  | Alpena Power Co | 392 | MI | 34.5
18912 | Thunder Bay Power Co LLC | 54342 | Ninth Street Hydropower Project | 305 North 9th Avenue | Alpena | MI | 49707 | Alpena | 45.0717 | -83.4381 | RFC | MISO | Midcontinent Independent Transmission System Operator, Inc.. | Thunder Bay River | 22 | NR | 2 | IPP Non-CHP |  | N |  | Y | 91-3-000 | N |  |  | X |  | Alpena Power Co | 392 | MI | 34.5
10099 | Kaweah River Power Authority | 54343 | Terminus Hydroelectric Project | 34443 Sierra Drive | Lemon Cove | CA | 93244 | Tulare | 36.4156 | -119.0069 | WECC | CISO | California Independent System Operator | Lake Kaweah | 22 | NR | 2 | IPP Non-CHP |  | N |  | N |  | N |  | N | X |  | Southern California Edison Co | 17609 | CA | 66
18483 | Tampa Wastewater Department | 54347 | Howard F Curren Advncd Wastewater Plant | 2700 Maritime Blvd | Tampa | FL | 33605 | Hillsborough | 27.9389 | -82.4389 | FRCC | TEC | Tampa Electric Company | Wastewater Effluent Reuse | 22132 | NR | 4 | Commercial Non-CHP |  | N |  | Y | 95-261-000 | N |  | N | X |  | Tampa Electric Co | 18454 | FL | 13.2
13365 | Nevada Cogeneration Assoc # 2 | 54349 | Nevada Cogen Associates 2 Black Mountain | East Lake Mead Blvd | Las Vegas | NV | 89124 | Clark | 36.2253 | -114.8783 | WECC | NEVP | Nevada Power Company | Well | 22 | NR | 3 | IPP CHP |  | Y | 90-68-006 | N |  | N |  | N | X |  | Nevada Power Co | 13407 | NV | 69 |  |  | Southwest Gas - Northern Kern River Tie
13399 | Nevada Cogeneration Assoc # 1 | 54350 | Nevada Cogen Assoc#1 GarnetVly | 11401 US 93 & I-15 | Las Vegas | NV | 89165 | Clark | 36.3432 | -114.9207 | WECC | NEVP | Nevada Power Company | Wells | 22 | NR | 3 | IPP CHP |  | Y | 90-210-003 | N |  | N |  | N | X |  | Nevada Power Co | 13407 | NV | 138 |  |  | Southwest Gas - Northern Kern River Tie
2548 | City of Burlington Electric - (VT) | 54355 | Chace Mill Winooski One | 16 West Canal Street | Winooski | VT | 5404 | Chittenden | 44.49 | -73.1875 | NPCC | ISNE | ISO New England Inc. | Winooski River | 22 | RE | 1 | Electric Utility |  | N |  | Y | 87-345-000 | N |  |  | X |  | City of Burlington Electric - (VT) | 2548 | VT | 13.8
9353 | International Paper Co-Augusta | 54358 | International Paper Augusta Mill | 4278 Mike Padgett Highway | Augusta | GA | 30906 | Richmond | 33.3283 | -81.9531 | SERC | SOCO | Southern Company Services, Inc. - Trans | Savannah River | 32213 | NR | 7 | Industrial CHP |  | Y | 88-454-000 | N |  | N |  | Y | N | OP | Georgia Power Co | 7140 | GA | 13.8 |  |  | Atlanta Gas and Light
60194 | Fuyao Glass Illinois, Inc | 54360 | PPG Industries Works 14 | 2768 E Elwin Rd | Decatur | IL | 62521 | MACON | 39.7703 | -88.8697 | SERC | MISO | Midcontinent Independent Transmission System Operator, Inc.. | City of Decatur | 327 | NR | 6 | Industrial Non-CHP |  | N |  | N |  | N |  | N | X |  | Ameren Illinois Company | 56697 | IL | 138 |  |  | Panhandle Eastern Pipeline
50035 | PPG Industries Inc Shelby | 54363 | PPG Industries Shelby NC Works | 940 Wash Burn Switch Rd. | Shelby | NC | 28150 | Cleveland | 35.3264 | -81.6292 | SERC | DUK | Duke Energy Carolinas | City Water | 327 | NR | 6 | Industrial Non-CHP |  | N |  | N |  | N |  |  | X |  | Duke Energy Carolinas, LLC | 5416 | NC | 480
50036 | PPG Industries Inc Works 4 | 54364 | PPG Industries Works 4 | 7400 Central Freeway North | Wichita Falls | TX | 76305 | Wichita | 34.0035 | -98.5535 | TRE | ERCO | Electric Reliability Council of Texas, Inc. |  | 327 | NR | 6 | Industrial Non-CHP |  | N |  | N |  | N |  | N | X |  | Oncor Electric Delivery Company LLC | 44372 | TX | 138
49901 | Northern Star Generation Services Co LLC | 54365 | Orange Cogeneration Facility | 1901 Clear Springs Road | Bartow | FL | 33830 | Polk | 27.8708 | -81.8251 | FRCC | FPC | Progress Energy Florida | Wells | 22 | NR | 3 | IPP CHP |  | Y | 93-164-002 | N |  | N |  | N | X |  | Duke Energy Florida, Inc | 6455 | FL | 69 |  |  | FGT Perry Stream #1
13898 | Oildale Energy LLC | 54371 | Oildale Energy LLC | 1134 Manor | Bakersfield | CA | 93388 | Kern | 35.417 | -119.0102 | WECC | CISO | California Independent System Operator | Municipality | 22 | NR | 3 | IPP CHP |  | Y | 84-418-004; 84-518-003 | N |  | N |  | N | X |  | Pacific Gas & Electric Co | 14328 | CA | 115 |  |  | Kern River
22208 | University of Colorado | 54372 | University of Colorado | 18th St and Colorado | Boulder | CO | 80309 | Boulder | 40.0076 | -105.2692 | WECC | PSCO | Public Service Company of Colorado | Air Cooled | 611 | NR | 5 | Commercial CHP |  | Y | 90-160-000 | N |  | N |  |  | X |  | Public Service Co of Colorado | 15466 | CO | 13.8 |  |  | Cheyenne Hub
50081 | AE Operations LLC | 54373 | Southbridge Energy Center LLC | 100 Mechanic Street Unit 1 | Southbridge | MA | 1550 | Worcester | 42.0736 | -72.0219 | NPCC | ISNE | ISO New England Inc. | Municipality | 325211 | NR | 7 | Industrial CHP |  | Y | 96-102-000; '01-37-000 | N |  | N |  |  | X |  | Massachusetts Electric Co | 11804 | MA | 13.8
24205 | Sinclair Oil Corp | 54374 | Sinclair Oil Refinery | 100 E Lincoln | Sinclair | WY | 82334 | Carbon | 41.7795 | -107.1097 | WECC | PACE | PacifiCorp - East | N Platte River | 32411 | NR | 7 | Industrial CHP |  | N |  | N |  | N |  | N | X |  | PacifiCorp | 14354 | WY | 230 |  |  | Colorado Interstate Gas Company LLC KN Energy Source Gas
4207 | Consolidated Hydro NH Inc | 54384 | EHC West Hopkinton | Route 127 | West Hopkinton | NH | 3229 | Merrimack | 43.1897 | -71.7483 | NPCC | ISNE | ISO New England Inc. | Contoocook River | 22 | NR | 2 | IPP Non-CHP |  | N |  | Y | 01-20-000 | N |  |  | X |  | Public Service Co of NH | 15472 | NH | 34.5
10347 | Kinneytown Hydro Co Inc | 54385 | Kinneytown New Old | Derby Ave Ext. | Seymour | CT | 6483 | New Haven | 41.3686 | -73.0856 | NPCC | ISNE | ISO New England Inc. | Naugatuck | 22 | NR | 2 | IPP Non-CHP |  | N |  | Y | 84-214-000 | N |  |  | X |  | Connecticut Light & Power Co | 4176 | CT | 13.8
11082 | Littlewood Irrigation District | 54386 | Little Wood Hydro Project | Little Wood Reservoir Road | Carey | ID | 83320 | Blaine | 43.4252 | -114.0256 | WECC | IPCO | Idaho Power Company | Little Wood Reservoir | 22 | NR | 2 | IPP Non-CHP |  | N |  | N |  | N |  |  | X |  | Idaho Power Co | 9191 | ID | 14.5
3682 | CHI West Inc | 54387 | Weeks Falls | Highway I-90 | North Bend | WA | 98045 | KING | 47.4335 | -121.6483 | WECC | PSEI | Puget Sound Energy | S Fork Snoqualmie River | 22 | NR | 2 | IPP Non-CHP |  | N |  | Y | 75-63-000 | N |  | N | X |  | Puget Sound Energy Inc | 15500 | WA | 34.5
794 | Apollo Energy Corp | 54390 | Kamaoa Wind Farm | 93-1373 South Point Road | Ka'u | HI | 96772 | Hawaii | 18.9922 | -155.6681 | HICC |  |  |  | 22 | NR | 2 | IPP Non-CHP |  | N |  | Y | 83-328-000 | N |  |  | X
326 | Alice Falls Corp | 54391 | Alice Falls Hydro Project | Route 9 | Keeseville | NY | 12944 | Clinton | 44.5192 | -73.4648 | NPCC | NYIS | New York Independent System Operator | Ausable River | 22 | NR | 2 | IPP Non-CHP |  | N |  | Y | 58-67-000 | N |  |  | X |  | New York State Elec & Gas Corp | 13511 | NY | 23
54842 | WM Renewable Energy LLC | 54392 | BJ Gas Recovery | 6461 Corley Road | Norcross | GA | 30071 | Gwinnett | 33.93 | -84.2378 | SERC | SOCO | Southern Company Services, Inc. - Trans |  | 22 | NR | 2 | IPP Non-CHP |  | N |  | Y | 93-12-000 | N |  | N | X |  | Georgia Transmission Corp | 7197 | GA | 25
5385 | Dry Creek LLC | 54394 | Dry Creek Project | Highway 22 | Howe | ID | 83244 | Butte | 44.0274 | -112.7194 | WECC | PACE | PacifiCorp - East |  | 22 | NR | 2 | IPP Non-CHP |  | N |  | Y | 86-535-002 | N |  |  | X |  | PacifiCorp | 14354 | ID | 25
59834 | GR Catalyst One, LLC | 54395 | Stillwater Hydro Electric Project | 104 Hudson Street | Stillwater | NY | 12170 | Saratoga | 42.9375 | -73.6544 | NPCC | NYIS | New York Independent System Operator | Hudson | 22 | NR | 2 | IPP Non-CHP |  | N |  | Y | 86-565-000 | N |  |  | X |  | Niagara Mohawk Power Corp. | 13573 | NY | 34.5
18028 | State of Wisconsin | 54406 | Capitol Heat and Power | 624 East Main Street | Madison | WI | 53703 | Dane | 43.0785 | -89.3773 | MRO | MISO | Midcontinent Independent Transmission System Operator, Inc.. | Lake | 92 | NR | 4 | Commercial Non-CHP |  | N |  | N |  | N |  | N | X |  | Madison Gas & Electric Co | 11479 | WI | 4.16 |  |  | ANR and Northern Natural
18028 | State of Wisconsin | 54407 | Waupun Correctional Central Heating Plt | 400 S. Drummond St. | Waupun | WI | 53963 | Dodge | 43.6233 | -88.7297 | MRO | MISO | Midcontinent Independent Transmission System Operator, Inc.. | Well | 92214 | NR | 5 | Commercial CHP |  | N |  | N |  | N |  | N | X |  | Waupun Utilities | 20213 | WI | 4.16 |  |  | Aliant Energy
18028 | State of Wisconsin | 54408 | UW Madison Charter Street Plant | 117 North Charter Street | Madison | WI | 53715 | DANE | 43.07 | -89.4006 | MRO | MISO | Midcontinent Independent Transmission System Operator, Inc.. | Lake | 611 | NR | 5 | Commercial CHP |  | N |  | N |  | N |  | N | X |  | Madison Gas & Electric Co | 11479 | WI | 13.8 |  |  | ANR & Northern Natural
4823 | Dartmouth College | 54409 | Dartmouth College Heating Plant | McKenzie Hall 6111 | Hanover | NH | 3755 | GRAFTON | 43.7019 | -72.2867 | NPCC | ISNE | ISO New England Inc. | Municipality | 611 | NR | 5 | Commercial CHP |  | N |  | N |  | N |  | N | X |  | Liberty Utilities | 57483 | CA | 13.2
4732 | Western Power & Steam Inc | 54410 | Western Power & Steam Inc | 3300 Manor Street | Bakerfield | CA | 93308 | Kern | 35.4405 | -119.0129 | WECC | CISO | California Independent System Operator | Waterwell | 211 | NR | 7 | Industrial CHP |  | Y | 86-613-001 | N |  | N |  |  | X |  | Pacific Gas & Electric Co | 14328 | CA | 115 |  |  | Mojave pipeline and Pacific Gas & Electric
9765 | John Deere Dubuque Works | 54414 | John Deere Dubuque Works | 18600 S. John Deere Rd, D136 | Dubuque | IA | 52001 | Dubuque | 42.5734 | -90.6926 | MRO | MISO | Midcontinent Independent Transmission System Operator, Inc.. | Mississippi River | 333 | NR | 6 | Industrial Non-CHP |  | N |  | N |  | N |  | N | X |  | Black Hills Power Inc | 19545 | SD | 13.8 |  |  | Black Hills
55600 | Cadillac Renewable Energy LLC | 54415 | Cadillac Renewable Energy | 1525 Miltner St. | Cadilliac | MI | 49601 | Wexford | 44.2617 | -85.4352 | RFC | MISO | Midcontinent Independent Transmission System Operator, Inc.. | City Of Cadillac Well | 22 | NR | 2 | IPP Non-CHP |  | N |  | Y | 86-807-000 | N |  | N | X |  | Consumers Energy Co | 4254 | MI | 46 |  |  | DTE (Detroit Edison)
4207 | Consolidated Hydro NH Inc | 54418 | Rollinsford | Front Street | Rollinsford | NH | 3869 | Strafford | 43.2361 | -70.8172 | NPCC | ISNE | ISO New England Inc. | Salmon Falls River | 22 | NR | 2 | IPP Non-CHP |  | N |  | Y | 01-24-000 | N |  |  | X |  | Public Service Co of NH | 15472 | NH | 13.8
19553 | Unisea Inc | 54422 | Unisea G 2 | Salmon Way | Dutch Harbor | AK | 99692 | Aleutians West | 53.8796 | -166.5532 | ASCC |  |  |  | 311 | NR | 6 | Industrial Non-CHP |  | N |  | N |  | N |  | N | X |  | City of Unalaska - (AK) | 19454 | AK | 12.4
58945 | EthosEnergy Power Plant Services | 54423 | Quantum Lake Power LP | 39001 Golden Gem Drive | Umatilla | FL | 32784 | Lake | 28.9158 | -81.676 | FRCC | FPC | Progress Energy Florida | Well | 22 | NR | 3 | IPP CHP |  | Y | 92-198-003,92-198-009 | N |  | Y | EG13-46-000 | N | X |  | Duke Energy Florida, Inc | 6455 | FL | 69 |  |  | TECO Peoples Gas
58945 | EthosEnergy Power Plant Services | 54424 | Quantum Pasco Power LP | 14850 Old SR 23 | Dade City | FL | 33523 | Pasco | 28.3746 | -82.1889 | FRCC | TEC | Tampa Electric Company | Well | 22 | NR | 3 | IPP CHP |  | N |  | N |  | Y | EG09-9-000 | N | X |  | Tampa Electric Co | 18454 | FL | 69 |  |  | TECO Peoples Gas
49901 | Northern Star Generation Services Co LLC | 54426 | Mulberry Cogeneration Facility | 3600 Highway 555 | Bartow | FL | 33830 | Polk | 27.8489 | -81.8775 | FRCC | FPC | Progress Energy Florida | Wells | 22 | NR | 3 | IPP CHP |  | Y | 92-54-007 | N |  | N |  | N | X |  | Duke Energy Florida, Inc | 6455 | FL | 69 |  |  | FGT Perry Stream #1
7043 | Temple-Inland Corp | 54427 | Gaylord Container Bogalusa | 401 Avenue U | Bogalusa | LA | 70427 | Washington | 30.7811 | -89.8575 | SERC | MISO | Midcontinent Independent Transmission System Operator, Inc.. | Wells | 322122 | NR | 7 | Industrial CHP |  | Y | 86-154-003 | N |  | N |  | N | X |  | Entergy Louisiana LLC | 11241 | LA | 13.8 |  |  | Mardi Gras Midstream LLC
57356 | Alabama River Cellulose LLC | 54429 | Alabama Pine Pulp | 2373 Lena Landegger Hwy. Co Rd | Perdue Hill | AL | 36470 | Monroe | 31.5825 | -87.4889 | SERC | SOCO | Southern Company Services, Inc. - Trans | Alabama River | 322 | NR | 7 | Industrial CHP |  | N |  | N |  | N |  | N | X |  | Alabama Power Co | 195 | AL | 115 |  |  | Southern Gas Transmission Company & South Alabama Gas
9686 | RockTenn-Jackson Fenandina | 54430 | Jackson Mill |  |  | FL | 32206 | Duval | 30.3644 | -81.6297 | FRCC |  |  | Wells | 322122 | NR | 6 | Industrial Non-CHP |  | N |  | N |  | N |  | N | X
15174 | Freeport McMoRan Oil & Gas | 54447 | Welport Lease Project | 22000 Franco Western Road | McKittrick | CA | 93251 | Kern | 35.3544 | -119.6617 | WECC | CISO | California Independent System Operator |  | 211 | NR | 7 | Industrial CHP |  | Y | 90-29-000 | Y | 90-29-000 | N |  | N | X |  | Pacific Gas & Electric Co | 14328 | CA | 12.5 |  |  | Kern Mojave Pipeline
15174 | Freeport McMoRan Oil & Gas | 54449 | Dome Project | 25605 Westside Hwy | Fellows | CA | 93224 | Kern | 35.2208 | -119.5831 | WECC | CISO | California Independent System Operator |  | 211 | NR | 7 | Industrial CHP |  | Y | 88-305-000 | Y | 88-305-000 | N |  |  | X |  | Pacific Gas & Electric Co | 14328 | CA | 12.5 |  |  | Kern Mojave Pipeline
38215 | Phillips 66 - Los Angeles | 54451 | Los Angeles Refinery Wilmington | 1660 W Anaheim St | Wilmington | CA | 90744 | Los Angeles | 33.7686 | -118.2867 | WECC | LDWP | Los Angeles Department of Water and Power | Municipality | 324 | NR | 7 | Industrial CHP |  | Y | 87-423-000 | N |  | N |  | N | X |  | Los Angeles Department of Water & Power | 11208 | CA | 34.5 |  |  | Phillips 66 Wilmington Refinery is served by Southern California Gas Company Supply Line 43-34
179 | Agrium US Inc | 54452 | Agrium Kenai Nitrogen Operations | Mile 21.5 Kenai Spur Highway | Kenai | AK | 99611 | Kenai Peninsula | 60.6732 | -151.3784 | ASCC |  |  | Wells | 325311 | NR | 7 | Industrial CHP |  | N |  | N |  | N |  | N | X |  | Homer Electric Assn Inc | 19558 | AK | 24.8 |  |  | Enstar Natural Gas
57170 | EDF Renewable Asset Holdings, Inc. | 54453 | EDF Renewable Windfarm V Inc | 6523 Montezuma Hills Road | Birds Landing | CA | 94512 | Solano | 38.1167 | -121.8333 | WECC | CISO | California Independent System Operator |  | 22 | NR | 2 | IPP Non-CHP |  | N |  | Y | 90-57-000 | N |  |  | X |  | Pacific Gas & Electric Co | 14328 | CA | 34.5
49963 | FPL Energy Operating Services, Inc. | 54454 | San Gorgonio Windplant WPP1993 | 62125 | North Palm Springs | CA | 92258 | Riverside | 33.9228 | -116.5422 | WECC | CISO | California Independent System Operator |  | 22 | NR | 2 | IPP Non-CHP |  | N |  | N |  | N |  |  | X |  | Southern California Edison Co | 17609 | CA | 12.47
4119 | Hewlett-Packard Company | 54457 | Hewlett Packard Alpharetta | 5555 Windward Parkway | Alpharetta | GA | 30004 | Fulton | 34.0864 | -84.2677 | SERC | SOCO | Southern Company Services, Inc. - Trans |  | 519 | NR | 4 | Commercial Non-CHP |  | N |  | N |  | N |  | N | X |  | Georgia Power Co | 7140 | GA | 25
56108 | Targa Pipeline Mid-Continent WestTex LLC | 54458 | Benedum Plant | FM1555-8900 | Midkiff | TX | 79755 | Upton | 31.3403 | -101.7653 | TRE | ERCO | Electric Reliability Council of Texas, Inc. |  | 211 | NR | 6 | Industrial Non-CHP |  | N |  | N |  | N |  | N | X |  | Oncor Electric Delivery Company LLC | 44372 | TX | 14.4 |  |  | LP Inlet & Intermediate Inlet
56108 | Targa Pipeline Mid-Continent WestTex LLC | 54459 | Midkiff Plant | 17400 FM 2401 | Midkiff | TX | 79755 | Reagan | 31.6458 | -101.7664 | TRE | ERCO | Electric Reliability Council of Texas, Inc. |  | 211 | NR | 6 | Industrial Non-CHP |  | N |  | N |  | N |  | N | X |  |  |  |  | 14.4 |  |  | LP Inlet & Intermediate Inlet
55810 | Augusta Canal Authority | 54462 | Graniteville Enterprise Division | 1450 Greene Street, Suite 400 | Augusta | GA | 30901 | Richmond | 33.477 | -81.9827 | SERC | SOCO | Southern Company Services, Inc. - Trans | Augusta Canal | 314 | NR | 6 | Industrial Non-CHP |  | N |  | Y | 01-49-000 | N |  |  | X |  | Georgia Power Co | 7140 | GA | 480
16024 | Riverwood Intl USA Inc | 54464 | Riverwood International Macon Mill | 100 Graphic Packaging Intl Way | Macon | GA | 31206 | Bibb | 32.7714 | -83.6281 | SERC | SOCO | Southern Company Services, Inc. - Trans | Ocmulgee River | 322 | NR | 7 | Industrial CHP |  | N |  | N |  | N |  | Y | N | OP | Georgia Power Co | 7140 | GA | 13.8 |  |  | Southern Natural
14184 | Orlando CoGen Ltd LP | 54466 | Orlando Cogen LP | 8275 Exchange Drive | Orlando | FL | 32809 | Orange | 28.4426 | -81.4123 | FRCC | FPC | Progress Energy Florida | Municipality | 22 | NR | 3 | IPP CHP |  | Y | 91-233-001; 91-233-002; 91-233-003 | N |  | N |  |  | X |  | Duke Energy Florida, Inc | 6455 | FL | 69 |  |  | Florida Gas Transmission
59479 | Covanta Energy Americas, Inc. | 54468 | Mt Lassen Power | 1/2 mi W of Town,County Rd A21 | Westwood | CA | 96013 | Lassen | 40.2969 | -121.0178 | WECC | CISO | California Independent System Operator | Wells | 22 | NR | 2 | IPP Non-CHP |  | N |  | Y | 83-199-000 | N |  |  | X |  | Pacific Gas & Electric Co | 14328 | CA | 60
59479 | Covanta Energy Americas, Inc. | 54469 | Pacific Oroville Power Inc | 3050 South Fifth Avenue | Oroville | CA | 95965 | Butte | 39.4804 | -121.5657 | WECC | CISO | California Independent System Operator | Wells | 22 | NR | 2 | IPP Non-CHP |  | N |  | Y | 83-234-000 | N |  | N | X |  | Pacific Gas & Electric Co | 14328 | CA | 60
31216 | Mascoma Hydro Corp | 54471 | Mascoma Hydro | Rte. 12A & Benning Street | W. Lebanon | NH | 3766 | Grafton | 43.6334 | -72.3172 | NPCC | ISNE | ISO New England Inc. | Mascoma River | 22 | NR | 2 | IPP Non-CHP |  | N |  | Y | 05-135 | N |  |  | X |  | New Hampshire Elec Coop Inc | 13441 | NH | 12.4
16968 | Simplot Phosphates LLC | 54472 | Simplot Phosphates | 515 S Hwy 430 | Rock Springs | WY | 82901 | Sweetwater | 41.5417 | -109.1328 | WECC | PACE | PacifiCorp - East | Municipality | 325311 | NR | 7 | Industrial CHP |  | N |  | Y | 01-121-000 | N |  | N | X |  | PacifiCorp | 14354 | WY | 34.5 |  |  | Questar Gas Company
15500 | Puget Sound Energy Inc | 54476 | Sumas Power Plant | 1340 Thompson Lane | Sumas | WA | 98295 | Whatcom | 48.9905 | -122.2733 | WECC | PSEI | Puget Sound Energy | Municipality | 22 | RE | 1 | Electric Utility |  | Y | 90-217-003 | N |  | N |  | N | X |  | Puget Sound Energy Inc | 15500 | WA | 115 |  |  | PSE Gas & Spectra
14173 | Oroville Cogeneration LP | 54477 | Oroville Cogeneration LP | 695 Cal Oak Rd. | Oroville | CA | 95965 | Butte | 39.492 | -121.5628 | WECC | CISO | California Independent System Operator | California Water Service | 324 | NR | 7 | Industrial CHP |  | Y | 89-110-001 | Y | 89-110-001 | Y | 89-110-001 | N | X |  | Pacific Gas & Electric Co | 14328 | CA | 63 |  |  | PG&E Feather River Main Line
547 | American Sugar Refining Inc. | 54512 | Domino Sugar Arabi Plant | 7417 North Peters Street | Arabi | LA | 70032 | ST BERNARD | 29.9468 | -90.0018 | SERC | MISO | Midcontinent Independent Transmission System Operator, Inc.. | Mississippi River | 311 | NR | 7 | Industrial CHP |  | N |  | N |  | N |  | N | X |  | Entergy Louisiana LLC | 11241 | LA | 13.8 |  |  | Atmos Energy
30038 | WestRock (IL) | 54513 | WestRock (IL) | 1601 East Mountain Street | Aurora | IL | 60505 | Kane | 41.7697 | -88.28 | RFC | PJM | PJM Interconnection, LLC |  | 32213 | NR | 6 | Industrial Non-CHP |  | N |  | N |  | N |  | N | X |  | Commonwealth Edison Co | 4110 | IL | 12.5 |  |  | NICOR GAS
1851 | Blind Canyon Aqua Ranch Inc | 54514 | Blind Canyon Hydro | 1424 Bob Barton Road | Wendell | ID | 83355 | Gooding | 42.6998 | -114.8226 | WECC | IPCO | Idaho Power Company | Irrigation Canal | 22 | NR | 2 | IPP Non-CHP |  | N |  | Y | 91-28-000 | N |  |  | X |  | Idaho Power Co | 9191 | ID | 34.5
4566 | Crotched Mt Rehab Ctr Inc | 54515 | Crotched Mountain Rehabilitation Center | 1 Verney Drive | Greenfield | NH | 3047 | Hillsborough | 42.9717 | -71.8727 | NPCC | ISNE | ISO New England Inc. |  | 622 | NR | 5 | Commercial CHP |  | N |  | N |  | N |  |  | X |  | Public Service Co of NH | 15472 | NH | 12.7
17164 | Sierra Pacific Industries Inc | 54517 | Sierra Pacific Sonora | 14980 Camage Road | Standard | CA | 95370 | Tuolumne | 37.9664 | -120.3178 | WECC | CISO | California Independent System Operator | Municipality | 321 | NR | 7 | Industrial CHP |  | N |  | Y | 00-1-000 | N |  |  | X |  | Pacific Gas & Electric Co | 14328 | CA | 120
6564 | Formosa Plastics Corp | 54518 | Formosa Plastics | Gulf States Road | Baton Rouge | LA | 70805 | East Baton Rouge | 30.4992 | -91.1872 | SERC | MISO | Midcontinent Independent Transmission System Operator, Inc.. | Mississippi River | 325211 | NR | 7 | Industrial CHP |  | Y | 90-196-000 | N |  | N |  | N | X |  | Entergy Gulf States - LA LLC | 55936 | LA | 230 |  |  | Acadian Gas Pipeline System Sport
6831 | Ft Worth City of | 54520 | Village Creek Water Reclamation Facility | 4500 Wilma Lane | Arlington | TX | 76012 | Tarrant | 32.7751 | -97.1421 | TRE | ERCO | Electric Reliability Council of Texas, Inc. |  | 22132 | NR | 4 | Commercial Non-CHP |  | N |  | N |  | N |  | N | X |  | Oncor Electric Delivery Company LLC | 44372 | TX | 12.5 |  |  | Atmos Energy
8705 | Hoffer Plastics | 54523 | Hoffer Plastics | 500 N. Collins Street | South Elgin | IL | 60177 | Kane | 41.9989 | -88.3022 | RFC | PJM | PJM Interconnection, LLC | Wells | 326 | NR | 6 | Industrial Non-CHP |  | N |  | N |  | N |  | N | X |  | Commonwealth Edison Co | 4110 | IL | 34 |  |  | Constellation Energy
8862 | Horseshoe Bend Hydroelectric Co | 54524 | Horseshoe Bend Hydroelectric Co | Highway 52, by Kennedy Lane | Horseshoe Bend | ID | 83629 | Boise | 43.9041 | -116.2442 | WECC | IPCO | Idaho Power Company | Payette River | 22 | NR | 2 | IPP Non-CHP |  | N |  | Y | 84-249-000 | N |  | N | X |  | Idaho Power Co | 9191 | ID | 69
26003 | Kankakee City of | 54525 | Kankakee Hydro Facility | 175 W. Water Street | Kankakee | IL | 60901 | KANKAKEE | 41.1128 | -87.8681 | RFC | PJM | PJM Interconnection, LLC | Kankakee River | 22132 | NR | 4 | Commercial Non-CHP |  | N |  | N |  | N |  | N | X |  | Commonwealth Edison Co | 4110 | IL | 12.5
57431 | ReEnergy Biomass LLC | 54526 | ReEnergy Lyonsdale Biomass | 3823 Marmon Road | Lyons Falls | NY | 13368 | Lewis | 43.618 | -75.3054 | NPCC | NYIS | New York Independent System Operator | Moose River | 22 | NR | 3 | IPP CHP |  | Y | 87-531-002 | Y | 87-531-003, 87-531-010 | N |  | N | X |  | Niagara Mohawk Power Corp. | 13573 | NY | 115
20541 | Wheelabrator Environmental Systems | 54529 | Wheelabrator Ridge Energy | 3131 K-Ville Avenue | Auburndale | FL | 33823 | Polk | 28.0274 | -81.8475 | FRCC | FMPP | Florida Municipal Power Pool | Wells | 22 | NR | 2 | IPP Non-CHP |  | N |  | Y | 92-158-000 | N |  |  | X |  | City of Lakeland - (FL) | 10623 | FL | 69
5499 | Targa Midstream Services LP | 54531 | Stingray Facility | 5022 Gulf Beach Hwy | Cameron | LA | 70631 | Cameron | 29.7614 | -93.6086 | SERC | MISO | Midcontinent Independent Transmission System Operator, Inc.. |  | 324 | NR | 6 | Industrial Non-CHP |  | N |  | N |  | N |  |  | X |  | Jefferson Davis Elec Coop, Inc | 9682 | LA | 244 |  |  | Stingray Pipeline LLC
17604 | Southern Minnesota Beet Sugar | 54533 | Southern Minnesota Beet Sugar | 83550 Co. Road 21 | Renville | MN | 56284 | Renville | 44.7964 | -95.1798 | MRO | MISO | Midcontinent Independent Transmission System Operator, Inc.. | Well/Factory Water | 311 | NR | 7 | Industrial CHP |  | N |  | N |  | N |  | N | X |  | Renville-Sibley Coop Pwr Assn | 15845 | MN | 69 |  |  | Pioneer
17887 | St Joseph's Hospital | 54534 | St Josephs Hospital | 3001 W Dr MLK Jr blvd | Tampa | FL | 33607 | Hillsborough | 27.9828 | -82.4919 | FRCC | TEC | Tampa Electric Company |  | 622 | NR | 5 | Commercial CHP |  | N |  | N |  | N |  | N | X |  | Tampa Electric Co | 18454 | FL | 480 |  |  | TECO/Peoples Gas
56355 | LES Project Holdings LLC | 54536 | Sumpter Energy Associates | 26981 Elwell Road | Belleville | MI | 48111 | Wayne | 42.1781 | -83.4853 | RFC | MISO | Midcontinent Independent Transmission System Operator, Inc.. |  | 22 | NR | 2 | IPP Non-CHP |  | N |  | Y | 91-91-000 | N |  |  | X |  | DTE Electric Company | 5109 | MI | 40
15500 | Puget Sound Energy Inc | 54537 | Ferndale Generating Station | 5105 Lake Terrell Road | Ferndale | WA | 98248 | Whatcom | 48.8288 | -122.6867 | WECC | PSEI | Puget Sound Energy | Nooksack River | 22 | RE | 1 | Electric Utility |  | Y | 92-91-001 | N |  | N |  | N | X |  | Puget Sound Energy Inc | 15500 | WA | 115 |  |  | Cascade Natural Gas
13994 | Oglethorpe Power Corporation | 54538 | Hartwell Energy Facility | 415 Smith McGee Hwy | Hartwell | GA | 30643 | Hart | 34.3396 | -82.8199 | SERC | SOCO | Southern Company Services, Inc. - Trans | Closed Loop Cooling System | 22 | RE | 1 | Electric Utility |  | N |  | N |  | Y | 93-3-00 |  | X |  | Georgia Transmission Corp | 7197 | GA | 230 |  |  | TRANCO
54842 | WM Renewable Energy LLC | 54539 | Venice Resources Gas Recovery | 9536 Lennon Road | Lennon | MI | 48449 | Shiawassee | 42.985 | -83.9764 | RFC | MISO | Midcontinent Independent Transmission System Operator, Inc.. |  | 22 | NR | 2 | IPP Non-CHP |  | N |  | Y | 91-96-000 | N |  | N | X |  | Consumers Energy Co | 4254 | MI | 8
20328 | Wells Manufacturing Co | 54540 | Charter Dura-Bar | 1800 W. Lake Shore Dr. | Woodstock | IL | 60098 | McHenry | 42.2891 | -88.413 | RFC | PJM | PJM Interconnection, LLC |  | 331 | NR | 6 | Industrial Non-CHP |  | N |  | N |  | N |  | N | X |  | Commonwealth Edison Co | 4110 | IL | 12.6 |  |  | Nicor
17254 | Sithe/Independence LLC | 54547 | Sithe Independence Station | 76 Independence Way | Oswego | NY | 13126 | Oswego | 43.495 | -76.4511 | NPCC | NYIS | New York Independent System Operator | Municipality | 22 | NR | 3 | IPP CHP |  | N |  | N |  | Y | 03-3-000 | N | X |  | National Grid Generation, LLC | 26751 |  | 345 |  |  | National Grid Line 39
59827 | Ampersand Long Falls Hydro, LLC | 54548 | Longfalls Facility | Lathrop Street | West Carthage | NY | 13619 | Jefferson | 43.9808 | -75.6247 | NPCC | NYIS | New York Independent System Operator | Black River | 22 | NR | 2 | IPP Non-CHP |  | N |  | Y | 90-108-000 | N |  | N | X |  | National Grid Generation, LLC | 26751 |  | 23
7477 | Granger Electric Co | 54549 | Granger Electric Generating Station #1 | 16800 Wood Road | Lansing | MI | 48906 | Clinton | 42.7729 | -84.5237 | RFC | MISO | Midcontinent Independent Transmission System Operator, Inc.. |  | 22 | NR | 2 | IPP Non-CHP |  | N |  | Y | 91-110-002 | N |  |  | X |  | Consumers Energy Co | 4254 | MI | 46
6529 | Exxon Mobil Production Co | 54550 | ExxonMobil Mobile Bay Onshore | 6000 Deakle Rd. | Theodore | AL | 36582 | Mobile | 30.432 | -88.1824 | SERC | SOCO | Southern Company Services, Inc. - Trans | Wells | 211 | NR | 7 | Industrial CHP |  | Y | 91-183-000 | N |  | N |  |  | X |  | Alabama Power Co | 195 | AL | 4.16 |  |  | Multiple ExxonMobil pipelines are connected to the facility.
40613 | Northern California Power Agny | 54554 | Spicer Meadow Project | 477 Bret Hart Drive | Murphys | CA | 95247 | Tuolumne | 38.3914 | -120.0008 | WECC | CISO | California Independent System Operator | Spicer Meadow Reservoir | 22 | RE | 1 | Electric Utility |  | N |  | N |  | N |  | N | X |  | Pacific Gas & Electric Co | 14328 | CA | 21
40613 | Northern California Power Agny | 54555 | Collierville Powerhouse | 477 Bret hart Drive | Murphys | CA | 92547 | Calaveras | 38.1446 | -120.3805 | WECC | CISO | California Independent System Operator | Northfork Stanisalus River | 22 | RE | 1 | Electric Utility |  | N |  | N |  | N |  | N | X |  | Pacific Gas & Electric Co | 14328 | CA | 230
4222 | Ingredion Inc - Illinois | 54556 | Ingredion Incorporated | 6400 South Archer Ave | Bedford Park | IL | 60501 | Cook | 41.7775 | -87.8233 | RFC | PJM | PJM Interconnection, LLC | Sanitary Ship Canal | 311 | NR | 7 | Industrial CHP |  | Y | 85-119-000 | N |  | N |  | N | X |  | Commonwealth Edison Co | 4110 | IL | 34.5 |  |  | Nicor
8365 | Hazelton/Wilson Joint Venture | 54558 | Hazelton B Hydro | 2832 State Highway 25 | Hazelton | ID | 83335 | Jerome | 42.6051 | -114.093 | WECC | IPCO | Idaho Power Company | Irrigation Canal | 22 | NR | 2 | IPP Non-CHP |  | N |  | Y | 93-72-000 | N |  |  | X |  | Idaho Power Co | 9191 | ID | 12.46
56375 | Graphic Packaging International Inc | 54561 | Jefferson Smurfit Santa Clara Mill | 2600 De La Cruz Blvd. | Santa Clara | CA | 95050 | SANTA CLARA | 37.3682 | -121.9436 | WECC | CISO | California Independent System Operator | Wells | 22 | NR | 3 | IPP CHP |  | Y | 83-335-000 | N |  | N |  | N | X |  | City of Santa Clara - (CA) | 16655 | CA | 60 |  |  | Pacific Gas and Electric
11169 | Longview Fibre Co | 54562 | Longview Fibre | 300 Fibre Way | Longview | WA | 98632 | Cowlitz | 46.1039 | -122.9184 | WECC | BPAT | Bonneville Power Administration | Cowlitz River | 32213 | NR | 7 | Industrial CHP |  | Y | 89-45-004 | N |  | N |  | N | X |  | PUD No 1 of Cowlitz County | 4442 | WA | 115 | 13.8 |  | Cascade Natural Gas (lateral) Northwest Pipleline (mainline)
7092 | General Mills Inc | 54564 | General Mills Inc | 54 South Michigan Ave. | Buffalo | NY | 14203 | ERIE | 42.871 | -78.8755 | NPCC | NYIS | New York Independent System Operator | Municipality | 311 | NR | 7 | Industrial CHP |  | Y | 88-179-000 | N |  | N |  | N | X |  | Niagara Mohawk Power Corp. | 13573 | NY | 34.5 |  |  | Empire Pipeline
21116 | YKK USA Inc | 54566 | YKK USA Chestney | 4234 Ocmulgee East Blvd. | Macon | GA | 31217 | BIBB | 32.8061 | -83.5456 | SERC | SOCO | Southern Company Services, Inc. - Trans |  | 314 | NR | 6 | Industrial Non-CHP |  | N |  | N |  | N |  | N | X |  | Georgia Power Co | 7140 | GA | 12
57225 | MM Yolo Power LLC | 54567 | MM Yolo Power | 44090 Road 28H, Box #3 | Woodland | CA | 95776 | Yolo | 38.5963 | -121.6875 | WECC | CISO | California Independent System Operator |  | 22 | NR | 2 | IPP Non-CHP |  | N |  | Y | 96-117-001 | N |  |  | X |  | Pacific Gas & Electric Co | 14328 | CA | 12.5
13943 | Ocean County Utilities Auth | 54569 | Bayville Central Facility | 501 Hickory Lane | Bayville | NJ | 8721 | Ocean | 39.9094 | -74.178 | RFC | PJM | PJM Interconnection, LLC | Treated Plant Effluent | 22132 | NR | 5 | Commercial CHP | N | Y | 89-276-000 | N |  | N |  | N | X |  | Jersey Central Power & Lt Co | 9726 | NJ | 34.5 |  |  | New Jersey Natural Gas Pipelines
57280 | Eagle Creek RE LLC | 54572 | Lochmere Hydroelectric Plant | Street address not available | Lochmere | NH | 3220 | Belknap | 43.4732 | -71.5336 | NPCC | ISNE | ISO New England Inc. | Winnipesaukee River | 22 | NR | 2 | IPP Non-CHP |  | N |  | Y | 99-73-000 | N |  |  | X |  | Public Service Co of NH | 15472 | NH | 34.5
54838 | Windsor Machinery Co Inc | 54573 | Wappinger Falls Hydroelectric | Bldg.28 market street industri | Wappinger Falls | NY | 12590 | Dutchess | 41.5984 | -73.922 | NPCC | NYIS | New York Independent System Operator | Wappingers Lake | 22 | NR | 2 | IPP Non-CHP |  | N |  | Y | 88-516-000 | N |  |  | X |  | Central Hudson Gas & Elec Corp | 3249 | NY | 14
16729 | Saranac Power Partners LP | 54574 | Saranac Facility | 99 Weed Street | Plattsburgh | NY | 12901 | Clinton | 44.7132 | -73.4557 | NPCC | NYIS | New York Independent System Operator | Air Cooled | 22 | NR | 2 | IPP Non-CHP |  | N |  | N |  | Y | 09-31-000 |  | X |  | New York State Elec & Gas Corp | 13511 | NY | 115 |  |  | North Country Gas Pipeline
50026 | Energy Operations Group | 54578 | Glenns Ferry Cogen Facility | 599 East Harrison St. | Glenns Ferry | ID | 83623 | Elmore | 42.954 | -115.2937 | WECC | IPCO | Idaho Power Company | Municipality | 22 | NR | 3 | IPP CHP |  | Y | 93-159-001 | N |  | N |  | N | X |  | Idaho Power Co | 9191 | ID | 12.5 |  |  | North West Pipeline
50026 | Energy Operations Group | 54579 | Rupert Cogen Project | 811 South Oneida St. | Rupert | ID | 83350 | Minidoka | 42.6056 | -113.6839 | WECC | BPAT | Bonneville Power Administration | Wells | 22 | NR | 3 | IPP CHP |  | Y | 93-88-001 | N |  | N |  |  | X |  | Bonneville Power Administration | 1738 | ID | 12.5 |  |  | North West Pipeline
24931 | Palmer Hydroelectric | 54580 | Curtis Palmer Hydroelectric | 15 Pine Street | Corinth | NY | 12822 | Saratoga | 43.2469 | -73.8281 | NPCC | NYIS | New York Independent System Operator | Hudson River | 22 | NR | 2 | IPP Non-CHP |  | N |  | Y | 81-54-000 | N |  | N | X |  | Niagara Mohawk Power Corp. | 13573 | NY | 115
56171 | Bicent Power | 54586 | Tanner Street Generation | 2 Tanner Street | Lowell | MA | 1852 | Middlesex | 42.6321 | -71.3132 | NPCC | ISNE | ISO New England Inc. | Municipality | 22 | NR | 2 | IPP Non-CHP |  | N |  | N |  | Y | 97-55-000 | N | X |  | New England Power Company | 13433 |  | 115 |  |  | Tennessee TGP 200 L Zone 6
49969 | Lincoln Paper and Tissue, LLC | 54587 | Lincoln Paper & Tissue | 50 Katahdin Ave | Lincoln | ME | 4457 | Penobscot | 45.3669 | -68.5106 | NPCC | ISNE | ISO New England Inc. | Mattanawcook Lake | 322122 | NR | 7 | Industrial CHP |  | Y | 92-44-000 | N |  | N |  | N | X |  | Emera Maine | 1179 | ME | 13.8
15253 | Power City Partners LP | 54592 | Massena Energy Facility | Alcoa Power Canal Road | Massena | NY | 13662 | St Lawrence | 44.9503 | -74.8928 | NPCC | NYIS | New York Independent System Operator | St. Lawarence River | 22 | NR | 2 | IPP Non-CHP |  | N |  | N |  | Y | 98-31-000 |  | X |  | Niagara Mohawk Power Corp. | 13573 | NY | 115 |  |  | TCPL, Niagara Gas Ltd, Iroquois, St. Lawrence Gas owned and operated by Enbridge
16839 | Seneca Power Partners LP | 54593 | Batavia Power Plant | 163 Cedar St | Batavia | NY | 14020 | Genesee | 42.9828 | -78.1592 | NPCC | NYIS | New York Independent System Operator | Wells | 22 | NR | 2 | IPP Non-CHP |  | N |  | N |  | Y | 98-34-000 | N | X |  | Niagara Mohawk Power Corp. | 13573 | NY | 115 |  |  | Dominion Transmission Inc.
55994 | University of Arizona - Biosphere 2 | 54594 | University of Arizona - Biosphere 2 | 32540 S. Biosphere Road | Oracle | AZ | 85623 | PINAL | 32.578 | -110.8526 | WECC | WALC | Western Area Power Administration - Desert Southwest Region |  | 561 | NR | 4 | Commercial Non-CHP |  | N |  | N |  | N |  | N | X |  | USBIA-San Carlos Project | 19604 | AZ | 12.74 |  |  | (Southwest Gas) El Paso Natural Gas
56478 | University of Michigan NCampus Research | 54604 | Warner Lambert | 2800 Plymouth Rd | Ann Arbor | MI | 48105 | WASHTENAW | 42.2993 | -83.7053 | RFC | MISO | Midcontinent Independent Transmission System Operator, Inc.. |  | 561 | NR | 5 | Commercial CHP |  | Y | 89-233-000 | N |  | N |  | N | X |  | DTE Electric Company | 5109 | MI | 40 |  |  | DTE
21621 | United Technologies | 54605 | Pratt & Whitney | 400 Main | East Hartford | CT | 6108 | Hartford | 41.7483 | -72.6367 | NPCC | ISNE | ISO New England Inc. | Closed Loop Tower Cooling | 336 | NR | 7 | Industrial CHP |  | Y | 91-44-000 | N |  | N |  | N | X |  | Connecticut Light & Power Co | 4176 | CT | 22.3 |  |  | Algonquin
20838 | Win-Sam Inc | 54606 | University of Texas at San Antonio | One UTSA Circle | San Antonio | TX | 78249 | Bexar | 29.5889 | -98.6139 | TRE | ERCO | Electric Reliability Council of Texas, Inc. | Municipality | 611 | NR | 5 | Commercial CHP |  | N |  | N |  | N |  | N | X |  | City of San Antonio - (TX) | 16604 | TX | 13.8 |  |  | CPS Energy
21622 | The University of Texas at Dallas | 54607 | University of Texas at Dallas | 800 W. Campbell Road | Richardson | TX | 75083 | Collin | 32.9883 | -96.7489 | TRE | ERCO | Electric Reliability Council of Texas, Inc. | Municipality | 611 | NR | 5 | Commercial CHP |  | Y | 89-217-000 | N |  | N |  | N | X |  | Oncor Electric Delivery Company LLC | 44372 | TX | 12.5 | 25 |  | ATMOS Energy
4417 | Ingredion Inc - Winston Salem | 54618 | Ingredion Winston Salem | 4501 Overdale Road | Winston-Salem | NC | 27107 | Forsyth | 36.0338 | -80.2274 | SERC | DUK | Duke Energy Carolinas | Municipality | 311 | NR | 7 | Industrial CHP |  | Y | 90-182-001 | N |  | N |  | N | X |  | Duke Energy Carolinas, LLC | 5416 | NC | 480 |  |  | Piedmont Natural Gas
14995 | Pinetree Power Fitchburg Inc | 54620 | Pinetree Power Fitchburg | 2 Rowtier Drive | Westminster | MA | 1473 | Worcester | 42.5428 | -71.8528 | NPCC | ISNE | ISO New England Inc. | Town of Westminster, MA | 22 | NR | 2 | IPP Non-CHP |  | N |  | Y | 91-37-000 | N |  | N | X |  | Fitchburg Gas & Elec Light Co | 6374 | MA | 69 |  |  | Unitil Corporation Gas
12411 | Miami Dade Water & Sewer Dept | 54623 | Central District Wastewater Treat Plant | 3989 Rickenbacker cswy | Miami | FL | 33131 | Miami Dade | 25.7486 | -80.1528 | FRCC | FPL | Florida Power & Light Company | Reclaimed Wastewater | 22132 | NR | 5 | Commercial CHP |  | N |  | N |  | N |  | N | X |  | Florida Power & Light Co | 6452 | FL | 13.2
12411 | Miami Dade Water & Sewer Dept | 54624 | South District Wastewater Treatment Plt | 8950 SW 232 St | Miami | FL | 33190 | Miami Dade | 25.5498 | -80.3363 | FRCC | FPL | Florida Power & Light Company | Reclaimed Wastewater | 22132 | NR | 5 | Commercial CHP |  | N |  | N |  | N |  | N | X |  | Florida Power & Light Co | 6452 | FL | 13.2 |  |  | Florida Gas Transmission Pipeline
56646 | Covanta Plymouth Renewable Energy L P | 54625 | Covanta Plymouth Renewable Energy | 1155 Conshohocken Road | Conshohocken | PA | 19428 | Montgomery | 40.0967 | -75.3103 | RFC | PJM | PJM Interconnection, LLC | Municipality | 562212 | NR | 4 | Commercial Non-CHP |  | N |  | Y | 88-142-004 | N |  | N | X |  | PECO Energy Co | 14940 | PA | 138
13060 | Mt Poso Cogeneration Co | 54626 | Mt Poso Cogeneration | 36157 Famoso Woody Road | Bakersfield | CA | 93308 | Kern | 35.5763 | -119.0062 | WECC | CISO | California Independent System Operator | Wells | 22 | NR | 3 | IPP CHP |  | Y | 85-324-000 | N |  | N |  | N | X |  | Pacific Gas & Electric Co | 14328 | CA | 115 |  |  | Pacific Gas & Electric
13492 | New Hope Power Company | 54627 | Okeelanta Cogeneration | 8001 Highway 27 South | South Bay | FL | 33493 | Palm Beach | 26.5769 | -80.7469 | FRCC | FPL | Florida Power & Light Company | Canal (Lake Okeechobee) | 22 | NR | 3 | IPP CHP |  | Y | 94-64-002, 94-64-001, 94-64-000 | N |  | N |  | N | X |  | Florida Power & Light Co | 6452 | FL | 138 |  |  | Brooker Stream
14925 | Phelps Dodge Refining Corp | 54628 | Phelps Dodge Refining | 850 HAWKINS | El Paso | TX | 79915 | El Paso | 31.7645 | -106.3913 | WECC | EPE | El Paso Electric Company | Wells | 2122 | NR | 7 | Industrial CHP |  | Y | 86-652-000; '93-57-000 | N |  | N |  | N | X |  | El Paso Electric Co | 5701 | TX | 13.8 |  |  | Texas Gas Service
54839 | Eagle Materials Co LLC | 54630 | American Gypsum Cogeneration | 740 Hwy 6 | Gypsum | CO | 81637 | Eagle | 39.6486 | -106.9494 | WECC | PSCO | Public Service Company of Colorado |  | 32213 | NR | 7 | Industrial CHP |  | Y | 91-146-000 | N |  | N |  | N | X |  | Holy Cross Electric Assn, Inc | 8773 | CO | 480 |  |  | Source Gas
16793 | Schuylkill Energy Resource Inc | 54634 | St Nicholas Cogen Project | Hwy 54 E, Twp Rt. 851 | Shenandoah | PA | 17976 | Schuylkill | 40.8222 | -76.1736 | RFC | PJM | PJM Interconnection, LLC | Municipality | 22 | NR | 3 | IPP CHP |  | N |  | Y | 94-7-000 | N |  | N | X |  | PPL Electric Utilities Corp | 14715 | PA | 69
30052 | Huntsman Corp | 54637 | JCO Oxides Olefins Plant | 6001 Hwy 366 | Port Neeches | TX | 77651 | JEFFERSON | 29.9635 | -93.9297 | SERC | MISO | Midcontinent Independent Transmission System Operator, Inc.. | Closed-Loop Cooling Tower | 324 | NR | 7 | Industrial CHP |  | Y | 90-174-000 | N |  | N |  | N | X |  | Entergy Texas Inc. | 55937 | TX | 69 |  |  | Kinder/Morgan Energy Transfer Equity L.P
56137 | Domtar LLC | 54638 | Johnsonburg Mill | 100 Center Street | Johnsonburg | PA | 15845 | Elk | 41.4915 | -78.6758 | RFC | PJM | PJM Interconnection, LLC | East Branch Clarion River | 322 | NR | 7 | Industrial CHP |  | Y | 86-722-001; 86-722-002; 86-722-003 | N |  | N |  | N | X |  | West Penn Power Company | 20387 | PA | 115 |  |  | Dominion Hunt Oil
7595 | Great Lakes Hydro America LLC | 54639 | Berlin Gorham | 972 Main Street | Berlin | NH | 3570 | Coos | 44.3889 | -71.1645 | NPCC | ISNE | ISO New England Inc. | Androscoggin River | 22 | NR | 2 | IPP Non-CHP |  | N |  | N |  | Y | 02-137-000 | N | X |  | Public Service Co of NH | 15472 | NH | 22
56160 | NAEA Operating Company LLC | 54640 | NAEA Lakewood LLC | 123 Energy Way | Lakewood | NJ | 8701 | Ocean | 40.0613 | -74.1686 | RFC | PJM | PJM Interconnection, LLC | Wells | 22 | NR | 2 | IPP Non-CHP |  | N |  | N |  | Y | 93-62-000 |  | X |  | Jersey Central Power & Lt Co | 9726 | NJ | 230 |  |  | NJNG Transco
9989 | Kalaeloa Partners LP | 54646 | Kalaeloa Cogen Plant | 91-111 Kalaeloa Blvd. | Kapolei | HI | 96707 | Honolulu | 21.3021 | -158.0963 | HICC |  |  | Wells | 22 | NR | 3 | IPP CHP |  | Y | 89-198-001 | N |  | Y | 93-38-000; 93-41-000 | N | X |  | Hawaiian Electric Co Inc | 19547 | HI | 138
2770 | Terra-Gen Operating Co LLC | 54647 | TPC Windfarms LLC | 7021 Oak Creek Road | Mojave | CA | 93501 | Kern | 35.05 | -118.2572 | WECC | CISO | California Independent System Operator |  | 22 | NR | 2 | IPP Non-CHP |  | N |  | N |  | N |  |  | X |  | Southern California Edison Co | 17609 | CA | 66
11664 | Mark Technologies Corp | 54650 | Swanmill Windfarm I | intst. 10 & Whitewater Canyon | N. Palm Springs | CA | 92264 | Riverside | 33.9211 | -116.5642 | WECC | CISO | California Independent System Operator |  | 22 | NR | 2 | IPP Non-CHP | Y | N |  | Y | 89-115-000 | N |  | N | X |  | Southern California Edison Co | 17609 | CA | 21
18194 | STS Hydropower Ltd | 54653 | Kanaka | 1301 Lumpkin Road | Oroville | CA | 30 | Butte | 39.5589 | -121.2961 | WECC | CISO | California Independent System Operator | Sucker Run Creek | 22 | NR | 2 | IPP Non-CHP |  | N |  | Y | 88-409-000 | N |  | N | X |  | Pacific Gas & Electric Co | 14328 | CA | 12
18194 | STS Hydropower Ltd | 54654 | Kekawaka Power House | 4195 Bear Butte Road | Mirinda-95553 | CA | 95495 | Trinity | 40.0941 | -123.509 | WECC | CISO | California Independent System Operator | Kekawaka | 22 | NR | 2 | IPP Non-CHP |  | N |  | Y | 89-262-000 | N |  | N | X |  | Pacific Gas & Electric Co | 14328 | CA | 60
18232 | STS HydroPower Ltd-Schoolfield Dam | 54655 | Schoolfield Dam | 1936 Memorial Drive | Danville | VA | 24541 | Pittsylvania | 36.5768 | -79.4325 | SERC | PJM | PJM Interconnection, LLC | Dan River | 22 | NR | 2 | IPP Non-CHP |  | N |  | Y | 89-194-000 | N |  | N | X |  | Virginia Electric & Power Co | 19876 | VA | 13.9
9210 | International Paper Co-Riegelwood | 54656 | International Paper Riegelwood Mill | 865 John L Riegel Road | Riegelwood | NC | 28456 | Columbus | 34.3533 | -78.2137 | SERC | CPLE | Progress Energy Carolinas - EAST | Cape Fear River | 32213 | NR | 7 | Industrial CHP |  | N |  | N |  | N |  | Y | N | OP | Duke Energy Progress - (NC) | 3046 | NC | 13.8 |  |  | Piedmont Natural Gas
58945 | EthosEnergy Power Plant Services | 54658 | Quantum Auburndale Power LP | 1501 West Derby Avenue | Auburndale | FL | 33823 | Polk | 28.0542 | -81.8058 | FRCC | TEC | Tampa Electric Company | Well | 22 | NR | 3 | IPP CHP |  | Y | 93-29-000, 001, 002, 003, 004, 005, 006, 007, 008, 009, 010, | N |  | Y | EG13-45-000 | N | X |  | Tampa Electric Co | 18454 | FL | 239 |  |  | TECO Peoples Gas
54843 | WM Illinois Renewable Energy LLC | 54659 | Kankakee Gas Recovery | 180 E. 6000 South Road | Chebanse | IL | 60922 | Kankakee | 41.0333 | -87.8678 | RFC | PJM | PJM Interconnection, LLC |  | 22 | NR | 2 | IPP Non-CHP |  | N |  | Y | 91-134-000 | N |  | N | X |  | Commonwealth Edison Co | 4110 | IL | 12
54842 | WM Renewable Energy LLC | 54661 | Pheasant Run Landfill Gas Recovery | 19414 60th Street | Bristol | WI | 53104 | Kenosha | 42.5825 | -88.0436 | RFC | MISO | Midcontinent Independent Transmission System Operator, Inc.. |  | 22 | NR | 2 | IPP Non-CHP |  | N |  | Y | 91-133-000 | N |  | N | X |  | Wisconsin Electric Power Co | 20847 | WI | 28
54843 | WM Illinois Renewable Energy LLC | 54662 | Woodland Landfill Gas Recovery | 7 N. 500 Route 25 | South Elgin | IL | 60177 | Kane | 41.981 | -88.2745 | RFC | PJM | PJM Interconnection, LLC |  | 22 | NR | 2 | IPP Non-CHP |  | N |  | Y | 91-135-000 | N |  | N | X |  | Commonwealth Edison Co | 4110 | IL | 13
54842 | WM Renewable Energy LLC | 54663 | Turnkey Landfill Gas Recovery | 30 Rochester Neck Road | Rochester | NH | 3839 | Strafford | 43.2416 | -70.9664 | NPCC | ISNE | ISO New England Inc. |  | 22 | NR | 2 | IPP Non-CHP |  | N |  | Y | 93-34-002 | N |  | N | X |  | Public Service Co of NH | 15472 | NH | 35
18031 | Steamboat Development Corp | 54665 | Steamboat II | 1010 Power Plant Dr | Reno | NV | 89521 | Washoe | 39.3951 | -119.7471 | WECC | NEVP | Nevada Power Company | Wells | 22 | NR | 2 | IPP Non-CHP |  | N |  | Y | 91-180-000 | N |  |  | X |  | Sierra Pacific Power Co | 17166 | NV | 120
18031 | Steamboat Development Corp | 54666 | Steamboat III | 1010 Power Plant Dr | Reno | NV | 89521 | Washoe | 39.3951 | -119.7471 | WECC | NEVP | Nevada Power Company | Wells | 22 | NR | 2 | IPP Non-CHP |  | N |  | Y | 91-180-000 | N |  |  | X |  | Sierra Pacific Power Co | 17166 | NV | 120
3670 | FreePort-McMoRan-Corp-Chino Mines | 54667 | Chino Mines | 210 Cortez Ave. | Hurley | NM | 88043 | Grant | 32.6956 | -108.1225 | WECC | PNM | Public Service Company of New Mexico | Wells | 2122 | NR | 6 | Industrial Non-CHP |  | N |  | N |  | N |  | N | X |  | Public Service Co of NM | 15473 | NM | 115 |  |  | El Paso Natural Gas - Kinder Morgan
11782 | Marysville Hydro Partners | 54668 | Falls River Hydro | 1238 N. 4000 East | Ashton | ID | 83420 | Fremont | 44.0597 | -111.3535 | WECC | BPAT | Bonneville Power Administration | Falls River | 22 | NR | 2 | IPP Non-CHP |  | N |  | Y | 88-144-000 | N |  |  | X |  | Fall River Rural Elec Coop Inc | 6169 | ID | 12
6527 | Ford Hydro Ltd Partnership | 54674 | Ford Hydro LP | State Highway 11 | Weippe | ID | 83553 | Clearwater | 46.3838 | -115.9493 | WECC | AVA | Avista Corporation | Jim Ford Creek | 22 | NR | 2 | IPP Non-CHP |  | N |  | Y | 85-96-000 | N |  | N | X |  | Avista Corp | 20169 | ID | 16
17664 | Spartanburg Commissioners PW | 54675 | Spartanburg Water System | 390 Spartanburg Water Works Rd | Chesnee | SC | 29323 | SPARTANBURG | 35.1103 | -81.9675 | SERC | DUK | Duke Energy Carolinas | South Pacolet River | 483 | NR | 4 | Commercial Non-CHP |  | N |  | N |  | N |  | N | X |  | Duke Energy Carolinas, LLC | 5416 | SC | 4.2
5374 | Dow Chemical Company-Oyster Creek VIII | 54676 | Oyster Creek Unit VIII | 2301 Brazosport Blvd., OC-801 | Freeport | TX | 77547 | Brazoria | 28.9802 | -95.342 | TRE | ERCO | Electric Reliability Council of Texas, Inc. | Brazos River (Dow Chemical) | 22 | NR | 3 | IPP CHP |  | Y | 92-42-000 | N |  | N |  | N | X |  | CenterPoint Energy | 8901 | TX | 138 |  |  | Dow Chemical Company
4660 | CII Carbon LLC | 54677 | CII Carbon LLC | 700 Coke Plant Rd | Chalmette | LA | 70043 | St Bernard | 29.9327 | -89.9782 | SERC | MISO | Midcontinent Independent Transmission System Operator, Inc.. | Mississippi River | 325 | NR | 7 | Industrial CHP |  | N |  | Y | 83-161-000 | N |  | N | X |  | Entergy Louisiana LLC | 11241 | LA | 13.8 |  |  | Atmos
6371 | First National Bank-Commerce | 54678 | Sidney A Murray Jr Hydroelectric | 5707 Hwy. 15 | Vidalia | LA | 71373 | Concordia | 31.088 | -91.6189 | SERC | MISO | Midcontinent Independent Transmission System Operator, Inc.. | Mississippi River | 22 | NR | 2 | IPP Non-CHP |  | N |  | N |  | N |  | N | X |  | Entergy Louisiana LLC | 11241 | LA | 115
1994 | Boulder City of | 54679 | Boulder City Lakewood Hydro | 1094 Betasso Drive | Boulder | CO | 80306 | Boulder | 40.0111 | -105.3347 | WECC | PSCO | Public Service Company of Colorado | North Boulder Creek | 22 | NR | 2 | IPP Non-CHP |  | N |  | N |  | N |  |  | X |  | Public Service Co of Colorado | 15466 | CO | 25
1994 | Boulder City of | 54680 | Boulder City Betasso Hydro Plant | 1094 Betasso Drive | Boulder | CO | 80306 | Boulder | 40.0111 | -105.3347 | WECC | PSCO | Public Service Company of Colorado | Middle Boulder Creek | 22 | NR | 2 | IPP Non-CHP |  | N |  | N |  | N |  |  | X |  | Public Service Co of Colorado | 15466 | CO | 25
59099 | New Dimension Energy Company, LLC | 54681 | Difwind Farms Ltd I | Indian AV / I10 | Palm Springs | CA | 92258 | Riverside | 33.9603 | -116.5364 | WECC | CISO | California Independent System Operator |  | 22 | NR | 2 | IPP Non-CHP |  | N |  | N |  | N |  |  | X |  | Southern California Edison Co | 17609 | CA | 34.5
59099 | New Dimension Energy Company, LLC | 54682 | Difwind Farms Ltd II | Indian Av / I10 | Palm Springs | CA | 92258 | Riverside | 33.9603 | -116.5364 | WECC | CISO | California Independent System Operator |  | 22 | NR | 2 | IPP Non-CHP |  | N |  | Y | 87-233-000 | N |  |  | X |  | Southern California Edison Co | 17609 | CA | 34.5
59099 | New Dimension Energy Company, LLC | 54685 | Difwind Farms Ltd V | Indian Avenue (s of railroad) | Palm Springs | CA | 92258 | Riverside | 33.9211 | -116.5642 | WECC | CISO | California Independent System Operator |  | 22 | NR | 2 | IPP Non-CHP |  | N |  | Y | 87-55-000 | N |  |  | X |  | Southern California Edison Co | 17609 | CA | 34.5
57170 | EDF Renewable Asset Holdings, Inc. | 54686 | Difwind Farms Ltd VI | 7021 Oak Creek Road | Mojave | CA | 93501 | Kern | 35.0506 | -118.1714 | WECC | CISO | California Independent System Operator |  | 22 | NR | 2 | IPP Non-CHP | N | N |  | Y | 87-190-000 | N |  |  | X |  | Southern California Edison Co | 17609 | CA | 12
57170 | EDF Renewable Asset Holdings, Inc. | 54687 | Difwind Farms Ltd VIII | Oak Creek Road | Mojave | CA | 93501 | Kern | 35.0506 | -118.1714 | WECC | CISO | California Independent System Operator |  | 22 | NR | 2 | IPP Non-CHP |  | N |  | Y | 84-140-000 | N |  |  | X |  | Southern California Edison Co | 17609 | CA | 12
42890 | Woonsocket City of | 54688 | Thundermist Hydro | 118 South Main St | Providence | RI | 2895 | Providence | 41.999 | -71.5174 | NPCC | ISNE | ISO New England Inc. | Blackston River | 22 | NR | 2 | IPP Non-CHP |  | N |  | Y | 09-85-000 | N |  |  | X |  | 4-County Electric Power Assn | 6641 | MS | 13.8
49748 | ORCAL Geothermal, Inc | 54689 | Heber Geothermal | 895 Pitzer Road | Heber | CA | 92249 | Imperial | 32.7146 | -115.518 | WECC | IID | Imperial Irrigation District | Irrigation Canal | 22 | NR | 2 | IPP Non-CHP |  | N |  | Y | 83-394-000 | N |  |  | X |  | Imperial Irrigation District | 9216 | CA | 92
24206 | Amalgamated Sugar Co-Nampa | 54690 | Amalgamated Sugar LLC Nampa | 138 Karcher | Nampa | ID | 83651 | Canyon | 43.6058 | -116.5753 | WECC | IPCO | Idaho Power Company | Wells | 311 | NR | 7 | Industrial CHP |  | N |  | N |  | N |  | Y | N | OP | Idaho Power Co | 9191 | ID | 12.6 |  |  | Inter mountain Gas
57280 | Eagle Creek RE LLC | 54691 | Lower Beaver Falls Project | 9692 NYS Rt.126 | Beaver Falls | NY | 13620 | Lewis | 43.8844 | -75.4306 | NPCC | NYIS | New York Independent System Operator | Beaver River | 22 | NR | 2 | IPP Non-CHP |  | N |  | Y | ER10-3039 | N |  |  | X |  | Niagara Mohawk Power Corp. | 13573 | NY | 23
56516 | Morris Energy Operations Company, LLC | 54693 | York Generation Company LLC | 351 Memory Ln | York | PA | 17402 | York | 39.9856 | -76.6762 | RFC | PJM | PJM Interconnection, LLC | Municipality | 22 | NR | 2 | IPP Non-CHP |  | Y | 87-71-000 | N |  | Y | 01-29-000 | N | X |  | Metropolitan Edison Co | 12390 | PA | 115 |  |  | Columbia TCO
49919 | Falcon Power Operating Company | 54694 | Yuma Cogeneration Associates | 280 North 27th Drive | Yuma | AZ | 85364 | Yuma | 32.7288 | -114.6541 | WECC | AZPS | Arizona Public Service Company | Municipality | 22 | NR | 3 | IPP CHP |  | Y | 90-143-000 | N |  | N |  | N | X |  | Arizona Public Service Co | 803 | AZ | 69 |  |  | Southwest Gas
54842 | WM Renewable Energy LLC | 54700 | Metro Methane Recovery Facility | 12161 12th Street NE | Mitchellville | IA | 50169 | Polk | 41.5989 | -93.355 | MRO | MISO | Midcontinent Independent Transmission System Operator, Inc.. |  | 22 | NR | 2 | IPP Non-CHP |  | N |  | Y | 92-183-000 | N |  | N | X |  | MidAmerican Energy Co | 12341 | IA | 13
29925 | Enterprise Products Optg LP | 54705 | Toca Plant | 2404 Bayou Road | St. Bernard | LA | 70085 | St Bernard | 29.8667 | -89.8261 | SERC | MISO | Midcontinent Independent Transmission System Operator, Inc.. |  | 325 | NR | 6 | Industrial Non-CHP |  | N |  | N |  | N |  | N | X |  | Entergy Louisiana LLC | 11241 | LA | 12.47 |  |  | Enterprise Products Operating LLC
8927 | Hunterdon Cogeneration LP | 54707 | Hunterdon Cogen Facility | Route 513 Pittstown Road | Clinton | NJ | 8809 | Hunterdon | 40.6278 | -74.936 | RFC | PJM | PJM Interconnection, LLC | Spruce Run Reservoir | 92 | NR | 5 | Commercial CHP |  | Y | 94-145-000 | N |  | N |  | N | X |  | Jersey Central Power & Lt Co | 9726 | NJ | 12.4 |  |  | ElizabethTown gas
361 | Industrial Energy Applications Inc | 54710 | Alliant SBD 9205 A Y McDonald | 4800 Chavenelle Road | Dubuque | IA | 52002 | Dubuque | 42.4906 | -90.745 | MRO | MISO | Midcontinent Independent Transmission System Operator, Inc.. |  | 22 | NR | 2 | IPP Non-CHP |  | N |  | N |  | N |  | N | X |  | Interstate Power and Light Co | 9417 | IA | 0.48
361 | Industrial Energy Applications Inc | 54712 | Alliant SBD 9201 Norplex | 665 Lybrand St | Postville | IA | 52162 | Allamakee | 43.0906 | -91.5542 | MRO | MISO | Midcontinent Independent Transmission System Operator, Inc.. |  | 22 | NR | 2 | IPP Non-CHP |  | N |  | N |  | N |  | N | X |  | Interstate Power and Light Co | 9417 | IA | 0.48
361 | Industrial Energy Applications Inc | 54713 | Alliant SBD 8603 Donnelley | 1235 North Ave | Nevada | IA | 50201 | Story | 42.025 | -93.4417 | MRO | MISO | Midcontinent Independent Transmission System Operator, Inc.. |  | 22 | NR | 2 | IPP Non-CHP |  | N |  | N |  | N |  | N | X
361 | Industrial Energy Applications Inc | 54714 | Alliant SBD 8501 Aegon LI | 4333 Edgewood Road NE | Cedar Rapids | IA | 52499 | Linn | 42.0243 | -91.704 | MRO | MISO | Midcontinent Independent Transmission System Operator, Inc.. |  | 22 | NR | 2 | IPP Non-CHP |  | N |  | N |  | N |  | N | X |  | Interstate Power and Light Co | 9417 | IA | 0.48
361 | Industrial Energy Applications Inc | 54715 | Alliant SBD 9107 JBS USA | North 9th Ave | Marshalltown | IA | 50158 | Marshall | 42.056 | -92.8971 | MRO | MISO | Midcontinent Independent Transmission System Operator, Inc.. |  | 22 | NR | 2 | IPP Non-CHP |  | N |  | N |  | N |  | N | X |  | Interstate Power and Light Co | 9417 | IA | 4.16
361 | Industrial Energy Applications Inc | 54716 | Alliant SBD 8602 Marion Sub | 190 12th Street | Marion | IA | 52405 | Linn | 42.0289 | -91.5975 | MRO | MISO | Midcontinent Independent Transmission System Operator, Inc.. |  | 22 | NR | 2 | IPP Non-CHP |  | N |  | N |  | N |  | N | X |  | Interstate Power and Light Co | 9417 | IA | 4.16
361 | Industrial Energy Applications Inc | 54717 | Alliant SBD 9106 Rockwell CR | 400 Collins Road NE | Cedar Rapids | IA | 52498 | Linn | 42.0356 | -91.6458 | MRO | MISO | Midcontinent Independent Transmission System Operator, Inc.. |  | 22 | NR | 2 | IPP Non-CHP |  | N |  | N |  | N |  | N | X |  | Interstate Power and Light Co | 9417 | IA | 13.2
361 | Industrial Energy Applications Inc | 54718 | Alliant SBD 9206 Donaldson | 111 Donaldson Court | Cresco | IA | 52136 | Howard | 43.3744 | -92.1331 | MRO | MISO | Midcontinent Independent Transmission System Operator, Inc.. |  | 22 | NR | 2 | IPP Non-CHP |  | N |  | N |  | N |  | N | X |  | Interstate Power and Light Co | 9417 | IA | 0.48
56189 | American Profol Incorporated | 54719 | Alliant SBD 9203 Profol | 4333 C St SW | Cedar Rapids | IA | 52404 | Linn | 41.935 | -91.6361 | MRO | MISO | Midcontinent Independent Transmission System Operator, Inc.. |  | 22 | NR | 2 | IPP Non-CHP |  | N |  | N |  | N |  | N | X |  | MidAmerican Energy Co | 12341 | IA | 0.48 |  |  | MidAmerican Energy
361 | Industrial Energy Applications Inc | 54720 | Alliant SBD 8601 Quad Graphics | 810 E. South St | Marengo | IA | 52301 | Iowa | 41.7958 | -92.0592 | MRO | MISO | Midcontinent Independent Transmission System Operator, Inc.. |  | 22 | NR | 2 | IPP Non-CHP |  | N |  | N |  | N |  | N | X |  | Interstate Power and Light Co | 9417 | IA | 4.16
20100 | Warm Springs Power Enterprises | 54721 | Warm Springs Power Enterprises | 5180 Jackson Trail Road | Warm Springs | OR | 97761 | Jefferson | 44.7242 | -121.2477 | WECC | PACW | PacifiCorp - West | Deschutes River | 22 | NR | 2 | IPP Non-CHP |  | N |  | N |  | Y | 01-53-000 | N | X |  | PacifiCorp | 14354 | OR | 69
56355 | LES Project Holdings LLC | 54723 | I 95 Landfill Phase II | 9898B Furnace Raod | Lorton | VA | 22079 | Fairfax | 38.6892 | -77.2375 | SERC | PJM | PJM Interconnection, LLC |  | 22 | NR | 2 | IPP Non-CHP |  | N |  | Y | 93-010-000 | N |  |  | X |  | Virginia Electric & Power Co | 19876 | VA | 34
34691 | Ormat Nevada Inc | 54724 | Ormesa II | 3300 East Evan Hewes Highway | Holtville | CA | 92250 | Imperial | 32.7881 | -115.2481 | WECC | IID | Imperial Irrigation District | Imperial Irrigation Water Dist | 22 | NR | 2 | IPP Non-CHP |  | N |  | Y | 86-681-001 | N |  |  | X |  | Imperial Irrigation District | 9216 | CA | 92
16070 | Rio Blanco Water Conserv Dist | 54729 | Taylor Draw Hydroelectric Facility | 24545 Hwy 64 East | Rangely | CO | 81648 | Rio Blanco | 40.1063 | -108.7112 | WECC | WACM | Western Area Power Administration - Rocky Mountain Region | White River | 22 | NR | 2 | IPP Non-CHP |  | N |  | Y | 96-30-000 | N |  | N | X |  | Moon Lake Electric Assn Inc | 12866 | CO | 12.5
57139 | W&T Offshore Inc | 54730 | Shell Offshore Yellowhammer | 13700 Dauphin Island Parkway | Coden | AL | 36523 | MOBILE | 30.4035 | -88.1283 | SERC | SOCO | Southern Company Services, Inc. - Trans |  | 211 | NR | 6 | Industrial Non-CHP |  | N |  | N |  | N |  | N | X |  | Alabama Power Co | 195 | AL | 4.2 |  |  | No name
8453 | Hendricks Regional Health | 54731 | Hendricks Regional Health | 100 East Main Street | Danville | IN | 46122 | Hendricks | 39.76 | -86.5144 | RFC | MISO | Midcontinent Independent Transmission System Operator, Inc.. | Municiplaity | 622 | NR | 4 | Commercial Non-CHP |  | N |  | N |  | N |  | N | X |  | Duke Energy Indiana Inc | 15470 | IN | 69 |  |  | Vectren
14989 | Freeport McMoRan Inc | 54734 | Freeport McMoRan | Highway 90 S., Tyrone Mine Rd | Tyrone | NM | 88065 | Grant | 32.6618 | -108.3628 | WECC | PNM | Public Service Company of New Mexico | Wells | 2122 | NR | 6 | Industrial Non-CHP |  | N |  | N |  | N |  | N | X |  | Public Service Co of NM | 15473 | NM | 115 |  |  | El Paso Natural Gas / Kinder - Morgan
361 | Industrial Energy Applications Inc | 54735 | Alliant SBD 9301 Prairie Farms | 3510 Central Ave | Dubuque | IA | 52001 | Dubuque | 42.53 | -90.6847 | MRO | MISO | Midcontinent Independent Transmission System Operator, Inc.. |  | 22 | NR | 2 | IPP Non-CHP |  | N |  | N |  | N |  | N | X |  | Interstate Power and Light Co | 9417 | IA | 0.48
19102 | Transcontinental Gas PL Corp | 54743 | District 100 Transco Gas Pipe Line | 642 CR 62 | Billingsly | AL | 36006 | Chilton | 32.6689 | -86.72 | SERC | SOCO | Southern Company Services, Inc. - Trans | Wells | 486 | NR | 4 | Commercial Non-CHP |  | N |  | N |  | N |  | N | X |  | Alabama Power Co | 195 | AL | 115 |  |  | Transco Gas Pipeline
19102 | Transcontinental Gas PL Corp | 54744 | District 70 Transco Gas Pipe Line | 967 Hwy 583 | Tylertown | MS | 39667 | Walthall | 31.2479 | -90.1991 | SERC | MISO | Midcontinent Independent Transmission System Operator, Inc.. | Wells | 486 | NR | 4 | Commercial Non-CHP |  | N |  | N |  | N |  | N | X |  | Magnolia Electric Power Assn | 11519 | MS | 115 |  |  | Transco Gas Pipeline
20541 | Wheelabrator Environmental Systems | 54746 | Wheelabrator Falls | 1201 New Ford Mill Road | Morrisville | PA | 19067 | Bucks | 40.1626 | -74.7682 | RFC | PJM | PJM Interconnection, LLC | Municipality | 22 | NR | 2 | IPP Non-CHP |  | N |  | Y | 86-135-002 | N |  | N | X |  | Public Service Elec & Gas Co | 15477 | NJ | 230 |  |  | Philadelphia Electric Co (PECO)
335 | Air Liquide Large Industries U.S. LP | 54748 | Port Neches Plant | 2121 Park Street | Port Neches | TX | 77651 | Jefferson | 29.9788 | -93.9523 | SERC | MISO | Midcontinent Independent Transmission System Operator, Inc.. | Ind Gas Manure | 325 | NR | 7 | Industrial CHP |  | Y | 93-40-000 | N |  | N |  |  | X |  | Entergy Texas Inc. | 55937 | TX | 69 |  |  | Kinder Morgan Tejas
22269 | Goal Line LP | 54749 | Goal Line LP | 555 N. Tulip Street | Escondido | CA | 92025 | San Diego | 33.1185 | -117.0995 | WECC | CISO | California Independent System Operator | Municipality | 22 | NR | 3 | IPP CHP |  | Y | 92-179-000; 92-179-001; 93-172-000 | N |  | N |  | N | X |  | San Diego Gas & Electric Co | 16609 | CA | 69 |  |  | San Diego Gas & Electric 1474140-94
55928 | Coram Tehachapi LP | 54750 | Coram Tehachapi | 6703 Oak creek Road | Tehachapi | CA | 93501 | Kern | 35.0663 | -118.3394 | WECC | CISO | California Independent System Operator |  | 22 | NR | 2 | IPP Non-CHP |  | N |  | Y | 93-23-000 | N |  | N | X |  | Southern California Edison Co | 17609 | CA | 66
3836 | CMS Generation Operating LLC | 54751 | Genesee Power Station LP | 5310 N Dort Hwy | Flint | MI | 48505 | Genesee | 43.0851 | -83.6694 | RFC | MISO | Midcontinent Independent Transmission System Operator, Inc.. | Wells | 22 | NR | 2 | IPP Non-CHP |  | N |  | Y | 93-19-000 | N |  | N | X |  | Consumers Energy Co | 4254 | MI | 46 |  |  | Consumers Energy
56291 | International Paper Co. | 54752 | Weyerhaeuser Pine Hill Operations | 7616 Hwy 10 West | Pine Hill | AL | 36769 | Wilcox | 31.9698 | -87.4806 | SERC | SOCO | Southern Company Services, Inc. - Trans | Alabama River | 32213 | NR | 7 | Industrial CHP |  | N |  | N |  | N |  | Y | N | OP | Alabama Power Co | 195 | AL | 115 |  |  | Southern Natural Gas - Primary Clark Mobile Counties Gas District - Normally not used.
10723 | Lateral 10 Ventures | 54753 | Lateral 10 Ventures | Hwy 30 mile post 194 | Buhl | ID | 83316 | Twin Falls | 42.6474 | -114.8903 | WECC | IPCO | Idaho Power Company | Twin Falls Canal | 22 | NR | 2 | IPP Non-CHP |  | N |  | Y | 83-101-000 | N |  |  | X |  | Idaho Power Co | 9191 | ID | 96
55808 | Westmoreland Partners | 54755 | Roanoke Valley Energy Facility II | 290 Power Place | Weldon | NC | 27890 | Halifax | 36.4364 | -77.6167 | SERC | PJM | PJM Interconnection, LLC | Municipality | 22 | NR | 3 | IPP CHP |  | Y | 92-180-002 | N |  | N |  | N | X |  | Virginia Electric & Power Co | 19876 | NC | 230
7477 | Granger Electric Co | 54756 | Ottawa Generating Station | 15362 68th Avenue | Coopersville | MI | 49404 | Ottawa | 43.0473 | -85.9562 | RFC | MISO | Midcontinent Independent Transmission System Operator, Inc.. |  | 22 | NR | 2 | IPP Non-CHP |  | N |  | Y | 93-54-000 | N |  |  | X |  | Consumers Energy Co | 4254 | MI | 46
7477 | Granger Electric Co | 54757 | Grand Blanc Generating Station | 2361 West Grand Blanc Road | Grand Blanc | MI | 48439 | Genesee | 42.9088 | -83.7251 | RFC | MISO | Midcontinent Independent Transmission System Operator, Inc.. |  | 22 | NR | 2 | IPP Non-CHP |  | N |  | Y | 93-55-000 | N |  |  | X |  | Consumers Energy Co | 4254 | MI | 46
20541 | Wheelabrator Environmental Systems | 54758 | Wheelabrator Lisbon | 425 South Burnham Hwy | Lisbon | CT | 6351 | New London | 41.5844 | -72.0416 | NPCC | ISNE | ISO New England Inc. | Norwich DPUC & Onsite Wells | 22 | NR | 2 | IPP Non-CHP |  | N |  | Y | 88-505-001 | N |  | N | X |  | Connecticut Light & Power Co | 4176 | CT | 115
8503 | Hermiston Generating Co LP | 54761 | Hermiston Generating Plant | 78145 Westland Road | Hermiston | OR | 97838 | Umatilla | 45.8042 | -119.37 | WECC | PACW | PacifiCorp - West | Columbia River | 22 | NR | 3 | IPP CHP |  | N |  | N |  | Y | 96-70-000 |  | X |  | Bonneville Power Administration | 1738 | OR | 230 |  |  | Cascade Natural Gas lateral
59976 | WestRock Mill Company, LLC | 54763 | Rock-Tenn Mill | 28270 US Hwy 80 | Demopolis | AL | 36732 | Marengo | 32.4541 | -87.9759 | SERC | SOCO | Southern Company Services, Inc. - Trans | Quench flow | 32213 | NR | 7 | Industrial CHP |  | N |  | N |  | N |  | Y | N | OP | Alabama Power Co | 195 | AL | 115 |  |  | Southern Natural Gas
5178 | Dinwiddie Power Inc | 54766 | Boydton Plank Road Cogen Plant | 25505 Weakly Road | Petersburg | VA | 23803 | Dinwiddie | 37.1936 | -77.4672 | SERC | PJM | PJM Interconnection, LLC | Well Water | 22 | NR | 2 | IPP Non-CHP |  | N |  | N |  | N |  | N | X |  | Virginia Electric & Power Co | 19876 | VA | 34.5 |  |  | Columbia Gas
59990 | Live Oak Limited | 54768 | Live Oak Cogen | 7001 Granite Road | Bakersfield | CA | 93308 | Kern | 35.4837 | -119.0298 | WECC | CISO | California Independent System Operator | Well | 22 | NR | 3 | IPP CHP |  | N |  | N |  | N |  | N | X |  | Pacific Gas & Electric Co | 14328 | CA | 115 |  |  | Kern River Pipeline
11329 | Lutheran Medical Center | 54769 | NYU Lutheran Medical Center | 150 55th Street | New York City | NY | 11220 | Kings | 40.6467 | -74.0211 | NPCC | NYIS | New York Independent System Operator |  | 622 | NR | 5 | Commercial CHP |  | Y | 93-145-000 | N |  | N |  |  | X |  | Consolidated Edison Co-NY Inc | 4226 | NY | 0.48 |  |  | National Grid
55754 | Boralex Hydro Operations Inc | 54772 | South Glens Falls Hydroelectric | 39 River Street | South Glens Falls | NY | 12803 | Saratoga | 43.3044 | -73.6399 | NPCC | NYIS | New York Independent System Operator | Hudson River | 22 | NR | 2 | IPP Non-CHP |  | N |  | Y | 93-65-000, 93-65-001, 93-65-003-93-65-007 | N |  | N | X |  | Niagara Mohawk Power Corp. | 13573 | NY | 34.5
19539 | University of Iowa | 54775 | University of Iowa Main Power Plant | 207 Burlington St. W. | Iowa City | IA | 52242 | Johnson | 41.6572 | -91.54 | MRO | MISO | Midcontinent Independent Transmission System Operator, Inc.. | Iowa River | 611 | NR | 5 | Commercial CHP |  | Y | 11-125-000 | N |  | N |  | N | X |  | MidAmerican Energy Co | 12341 | IA | 69 |  |  | NGPL PT# 10568 DRN # 192732
14030 | Oklahoma State University | 54779 | Oklahoma State University | 911 Hall of Fame Avenue | Stillwater | OK | 74078 | Payne | 36.1261 | -97.07 | SPP | SWPP | Southwest Power Pool | Municipality | 611 | NR | 5 | Commercial CHP |  | N |  | N |  | N |  | N | X |  | Oklahoma Gas & Electric Co | 14063 | OK | 12.5 |  |  | Oklahoma Natural Gas co.
19528 | University of Illinois | 54780 | University of Illinois Abbott Power Plt | 1117 S Oak | Champaign | IL | 61820 | Champaign | 40.1052 | -88.2415 | SERC | MISO | Midcontinent Independent Transmission System Operator, Inc.. | Illinois American Water | 611 | NR | 5 | Commercial CHP |  | N |  | N |  | N |  | N | X |  | Ameren Illinois Company | 56697 | IL | 69 |  |  | University of Illinois - Lateral ID #20263
21148 | Zapco Energy Tactics Corp | 54781 | Suffolk Energy Partners LP | 2 Bob Foeller Drive | Suffolk | VA | 23434 | Suffolk City | 36.7589 | -76.4961 | SERC | PJM | PJM Interconnection, LLC |  | 22 | NR | 2 | IPP Non-CHP |  | N |  | Y | 92-159-002 | N |  | N | X |  | Virginia Electric & Power Co | 19876 | VA | 34.5
17283 | Seneca Energy II | 54782 | Seneca Energy | 2121 Route 414 | Seneca Falls | NY | 13148 | Seneca | 42.9281 | -76.8408 | NPCC | NYIS | New York Independent System Operator | town water | 22 | NR | 2 | IPP Non-CHP |  | N |  | Y | 05-163-001 | N |  | N | X |  | New York State Elec & Gas Corp | 13511 | NY | 34.5
7564 | Grays Ferry Cogen Partnership | 54785 | Grays Ferry Cogeneration | 2600 Christian Street | Philadelphia | PA | 19146 | Philadelphia | 39.9422 | -75.1881 | RFC | PJM | PJM Interconnection, LLC | Sch. River | 22 | NR | 3 | IPP CHP |  | N |  | N |  | N |  | N | X |  | PECO Energy Co | 14940 | PA | 230 |  |  | Philadelphia Gas Works
6883 | Evanston Board of Education | 54788 | Evanston Township High School | 1912 Lake Street | Evanston | IL | 60201 | Cook | 42.044 | -87.6996 | RFC | PJM | PJM Interconnection, LLC |  | 611 | NR | 4 | Commercial Non-CHP |  | N |  | N |  | N |  | N | X |  | Commonwealth Edison Co | 4110 | IL | 41.8 |  |  | Nicor Gas
55932 | Georgia-Pacific Brewton LLC | 54789 | Georgia-Pacific Brewton Mill | Highway 31 South | Brewton | AL | 36426 | Escambia | 31.077 | -87.1116 | SERC | SOCO | Southern Company Services, Inc. - Trans | Conecuh River | 322 | NR | 7 | Industrial CHP |  | N |  | N |  | N |  | Y | N | OP | Alabama Power Co | 195 | AL | 44 |  |  | There are two: BP and Gulf South
8683 | CSL Behring LLC | 54790 | CSL Behring LLC | Route 50 & Armour Road | Bradley | IL | 60915 | Kankakee | 41.1603 | -87.8542 | RFC | PJM | PJM Interconnection, LLC | Municipality | 325 | NR | 7 | Industrial CHP |  | N |  | N |  | N |  | N | X |  | Commonwealth Edison Co | 4110 | IL | 12.5 |  |  | Northern Natural Pipeline
59496 | Allete Clean Energy | 54793 | Storm Lake 1 | 5320 50th Ave | Alta | IA | 51002 | Buena Vista | 42.6878 | -95.405 | MRO | MISO | Midcontinent Independent Transmission System Operator, Inc.. |  | 22 | NR | 2 | IPP Non-CHP | X | N |  | N |  | Y | 98-52-000 | N | X |  | MidAmerican Energy Co | 12341 | IA | 161
49963 | FPL Energy Operating Services, Inc. | 54794 | Buffalo Ridge Windplant WPP 1993 | 33 Ash St. | Tyler | MN | 56178 | Lincoln | 44.2168 | -96.2371 | MRO | MISO | Midcontinent Independent Transmission System Operator, Inc.. |  | 22 | NR | 2 | IPP Non-CHP |  | N |  | Y | 94-82-000 | N |  |  | X |  | Northern States Power Co - Minnesota | 13781 | MN | 12.47
5277 | American Sugar Refining, Inc. | 54795 | Domino Sugar Baltimore | 1100 Key Highway East | Baltimore | MD | 21230 | Baltimore City | 39.2744 | -76.5956 | RFC | PJM | PJM Interconnection, LLC | Municipality (Baltimore City) | 311 | NR | 7 | Industrial CHP |  | N |  | Y | Q85-515-00 | N |  | N | X |  | Baltimore Gas & Electric Co | 1167 | MD | 13.2 |  |  | BGE Natural Gas Line
16578 | Saint Agnes Medical Center | 54800 | Saint Agnes Medical Center | 1303 E. Herndon Avenue | Fresno | CA | 93720 | Fresno | 36.8347 | -119.7667 | WECC | CISO | California Independent System Operator | Fresno City Water Department | 622 | NR | 5 | Commercial CHP |  | N |  | N |  | N |  | N | X |  | Pacific Gas & Electric Co | 14328 | CA | 21 |  |  | Pacific Gas & Electric Co.
1005 | Avalon/Mayo Hydropower LLC | 54801 | Avalon/Mayo Hydropower | 2325 us 220 bus N. | Mayodan | NC | 27027 | ROCKINGHAM | 36.4237 | -79.9525 | SERC | DUK | Duke Energy Carolinas | Mayo River | 22131 | NR | 4 | Commercial Non-CHP |  | N |  | Y | 11169 | N |  |  | X |  | Duke Energy Carolinas, LLC | 5416 | NC | 12.47
12222 | Mead Coated Board Inc | 54802 | Mead Coated Board | Hwy 165 S | Mahrt | AL | 36851 | Russell | 32.1761 | -85.0272 | SERC | SOCO | Southern Company Services, Inc. - Trans | Chattahoochie River | 32213 | NR | 7 | Industrial CHP |  | N |  | N |  | N |  | Y | N | OP | Alabama Power Co | 195 | AL | 13.8 |  |  | Southern Natural Gas
59190 | Plymouth State University | 54803 | Plymouth State College Cogeneration | 6 Tobey Road | Plymouth | NH | 3264 | Grafton | 43.7644 | -71.6881 | NPCC | ISNE | ISO New England Inc. | Municipality | 611 | NR | 5 | Commercial CHP |  | Y | 93-24-000 | N |  | N |  | N | X |  | New Hampshire Elec Coop Inc | 13441 | NH | 4.1
12469 | Milford Power Ltd Partnership | 54805 | Milford Power LP | 108 National Street | Milford | MA | 1757 | Worcester | 42.1294 | -71.5115 | NPCC | ISNE | ISO New England Inc. | Wastewater Treatment Plant | 22 | NR | 2 | IPP Non-CHP |  | N |  | N |  | Y | 93-26-000; '93-27-000 | N | X |  | New England Power Company | 13433 |  | 150 |  |  | Algonquin Gas Pipeline
13491 | New York University | 54808 | New York University Central Plant | 251 Mercer Street | New York | NY | 10012 | New York | 40.7899 | -73.9233 | NPCC | NYIS | New York Independent System Operator | Municipality | 611 | NR | 5 | Commercial CHP |  | Y | 93-143-000 | N |  | N |  | N | X |  | Consolidated Edison Co-NY Inc | 4226 | NY | 13.2 |  |  | Consolidated Edison Co-NY Inc
19664 | University of Washington | 54809 | University of Washington Power Plant | 3900 Jefferson Road | Seattle | WA | 98195 | King | 47.6539 | -122.3036 | WECC | SCL | Seattle City Light | Municipality | 611 | NR | 5 | Commercial CHP |  | Y | 95-43-000 | N |  | N |  | N | X |  | City of Seattle - (WA) | 16868 | WA | 26 |  |  | Puget Sound Energy
12454 | Mi-28 Water Power Project LLC | 54812 | Mile 28 Water Power Project | 28 Milner Gooding Canal | Eden | ID | 83303 | Jerome | 42.7401 | -114.1612 | WECC | IPCO | Idaho Power Company | Milner- Cooling Canal | 22 | NR | 2 | IPP Non-CHP |  | N |  | Y | 94-59-000 | N |  |  | X |  | Idaho Power Co | 9191 | ID | 34.5
17069 | Shepherd Center | 54813 | Shepherd Center | 2020 Peachtree Road | Atlanta | GA | 30309 | FULTON | 33.8111 | -84.3928 | SERC | SOCO | Southern Company Services, Inc. - Trans |  | 22 | NR | 2 | IPP Non-CHP |  | N |  | N |  | N |  |  | X |  | Georgia Power Co | 7140 | GA | 480 |  |  | Georgia Natural Gas
28473 | Williams Field Services Co | 54814 | Milagro Cogeneration Plant | 188 CR 4900 | Bloomfield | NM | 87413 | San Juan | 36.7367 | -107.9417 | WECC | WALC | Western Area Power Administration - Desert Southwest Region | Municipality | 22 | NR | 3 | IPP CHP |  | Y | 95-15 | N |  | N |  | N | X |  | City of Farmington - (NM) | 6204 | NM | 115 |  |  | Williams Field Services
56107 | Highwoods Properties | 54816 | Riverwood 100 Building | 3350 Riverwood Pkwy | Atlanta | GA | 30339 | Cobb | 33.8775 | -84.4603 | SERC | SOCO | Southern Company Services, Inc. - Trans |  | 53 | NR | 4 | Commercial Non-CHP |  | N |  | N |  | N |  |  | X |  | Georgia Power Co | 7140 | GA | 480
2172 | Brazos Electric Power Coop Inc | 54817 | Johnson County | 831 Sparks Dr. | Cleburne | TX | 76033 | Johnson | 32.3994 | -97.4078 | TRE | ERCO | Electric Reliability Council of Texas, Inc. | Municipality | 22 | RE | 1 | Electric Utility |  | N |  | N |  | N |  | N | X |  | Brazos Electric Power Coop Inc | 2172 |  | 138 |  |  | Atmos, ETC
21260 | 191 Peachtree Associates | 54818 | 191 Peachtree Tower | 191 Peachtree Street NE | Atlanta | GA | 30303 | Fulton | 33.7583 | -84.3869 | SERC | SOCO | Southern Company Services, Inc. - Trans | Miscellaneous Service | 53 | NR | 4 | Commercial Non-CHP |  | N |  | N |  | N |  |  | X |  | Georgia Power Co | 7140 | GA | 0.48
17449 | Smithfield Farmland Corp. | 54823 | Smithfield Farmland Corp Bladen | 15855 Hwy 87 W. | Tar Heel | NC | 28392 | BLADEN | 34.7463 | -78.8073 | SERC | CPLE | Progress Energy Carolinas - EAST | Wells | 311 | NR | 6 | Industrial Non-CHP |  | N |  | N |  | N |  | N | X |  | Four County Elec Member Corp | 6640 | NC | 25
54809 | Wailuku Holding Company LLC | 54827 | Wailuku River Hydroelectric | Hilo Forest Reserve | Hilo | HI | 96720 | Hawaii | 19.713 | -155.1486 | HICC |  |  | Wailuku River | 22 | NR | 2 | IPP Non-CHP |  | N |  | Y | 06-70-000. | N |  | N | X |  | Hawaii Electric Light Co Inc | 8287 | HI | 69
2265 | Bristol-Myers Squibb Co | 54829 | Bristol Myers Squibb New Brunswick | PO BOX 191 One Squibb Drive | New Brunswick | NJ | 8903 | Middlesex | 40.4757 | -74.4462 | RFC | PJM | PJM Interconnection, LLC | Municipality | 325 | NR | 7 | Industrial CHP |  | Y | 90-88-000 | N |  | N |  | N | X |  | Public Service Elec & Gas Co | 15477 | NJ | 26.4 |  |  | PSE&G
50109 | DeKalb Regional Health System | 54830 | Dekalb Medical Center | 2701 North Decatur Road | Decatur | GA | 30033 | DeKalb | 33.7919 | -84.2831 | SERC | SOCO | Southern Company Services, Inc. - Trans |  | 622 | NR | 4 | Commercial Non-CHP |  | N |  | N |  | N |  | N | X |  | Georgia Power Co | 7140 | GA | 14
14410 | KMC Thermo, LLC | 54832 | Brandywine Power Facility | 16400 Mattawoman Drive | Brandywine | MD | 20613 | Prince Georges | 38.6681 | -76.8678 | RFC | PJM | PJM Interconnection, LLC | Wastewater Treatmnt Plant | 22 | NR | 3 | IPP CHP |  | N |  | N |  | N |  |  | X |  | Potomac Electric Power Co | 15270 | MD | 230 |  |  | Washington Gas
19272 | Doyon Utilities - Fort Greely | 54834 | Fort Greely Power Plant | 606 Arctic Ave. | Delta Jct | AK | 99731 | SOUTHEAST FAIRBANKS | 63.9736 | -145.7166 | ASCC |  |  | Cooling (Well #9) | 921 | NR | 4 | Commercial Non-CHP |  | N |  | N |  | N |  |  | X |  | Golden Valley Elec Assn Inc | 7353 | AK | 14.4
56537 | Evonik Degussa Corporation | 54835 | Evonik Industries AG | 1650 Lilly Rd | Lafayette | IN | 47909 | TIPPECANOE | 40.3872 | -86.9391 | RFC | MISO | Midcontinent Independent Transmission System Operator, Inc.. |  | 325 | NR | 6 | Industrial Non-CHP |  | N |  | N |  | N |  | N | X |  | Duke Energy Indiana Inc | 15470 | IN | 138
19726 | Valdosta City of | 54839 | Valdosta Water Treatment Plant | 3863 Guest Rd | Valdosta | GA | 31605 | Lowndes | 30.9136 | -83.2529 | SERC | SOCO | Southern Company Services, Inc. - Trans |  | 483 | NR | 4 | Commercial Non-CHP |  | N |  | N |  | N |  | N | X |  | Georgia Power Co | 7140 | GA | 12.5 |  |  | N/A
18843 | Thiele Kaolin Co | 54841 | Thiele Kaolin Sandersville | 520 Kaolin Rd | Sandersville | GA | 31082 | Washington | 32.9708 | -82.8028 | SERC | SOCO | Southern Company Services, Inc. - Trans |  | 2123 | NR | 6 | Industrial Non-CHP |  | N |  | N |  | N |  |  | X |  | Georgia Power Co | 7140 | GA | 12 |  |  | AGL
56817 | Outagamie Clean Energy Project LLC | 54842 | Outagamie County Co-Generation Facility | 1313 Holland Road, Suite A | Appleton | WI | 54911 | Outagamie | 44.2869 | -88.3339 | RFC | MISO | Midcontinent Independent Transmission System Operator, Inc.. |  | 22 | NR | 3 | IPP CHP |  | Y | 08-792-000 | N |  | N |  | N | X |  | City of Kaukauna | 10056 | WI | 12.46
19876 | Virginia Electric & Power Co | 54844 | Gordonsville Energy LP | 115 Red Hill Road | Gordonsville | VA | 22942 | Louisa | 38.1247 | -78.2035 | SERC | PJM | PJM Interconnection, LLC | well | 22 | RE | 1 | Electric Utility |  | N |  | N |  | N |  | N | X |  | Virginia Electric & Power Co | 19876 | VA | 230 |  |  | TCO
18166 | Sun Trust Plaza Associates LLC | 54845 | Sun Trust Plaza | 303 Peachtree St, Suite LL-120 | Atlanta | GA | 30308 | Fulton | 33.7625 | -84.3872 | SERC | SOCO | Southern Company Services, Inc. - Trans | City Of Atlanta | 521 | NR | 4 | Commercial Non-CHP |  | N |  | N |  | N |  | N | X |  | Georgia Power Co | 7140 | GA | 19.8
11284 | Lowndes County Hospital Authority | 54848 | South Georgia Medical Center | 2501 N Patterson Street | Valdosta | GA | 31603 | Lowndes | 30.8625 | -83.2894 | SERC | SOCO | Southern Company Services, Inc. - Trans |  | 622 | NR | 4 | Commercial Non-CHP |  | N |  | N |  | N |  | N | X |  | Georgia Power Co | 7140 | GA | 480
18843 | Thiele Kaolin Co | 54849 | Thiele Kaolin Reedy Creek | Highway 296 | Wrens | GA | 30833 | Glascock | 33.2708 | -82.4569 | SERC | SOCO | Southern Company Services, Inc. - Trans |  | 2123 | NR | 6 | Industrial Non-CHP |  | N |  | N |  | N |  |  | X |  | Georgia Power Co | 7140 | GA | 8
4413 | Cox Interior Inc | 54850 | Cox Waste to Energy | 1001 New Columbia Rd | Campbellsville | KY | 42718 | Taylor | 37.3208 | -85.3611 | SERC | PJM | PJM Interconnection, LLC | Municipality/ Private Lake | 321 | NR | 7 | Industrial CHP |  | N |  | Y | 92-206-000 | N |  | N | X |  | Taylor County Rural E C C | 18498 | KY | 12.47
12619 | Milwaukee Metro Sewerage Dist | 54851 | MMSD Jones Island Wastewater | 700 E Jones Street | Milwaukee | WI | 53207 | Milwaukee | 43.0214 | -87.9014 | RFC | MISO | Midcontinent Independent Transmission System Operator, Inc.. |  | 22132 | NR | 5 | Commercial CHP |  | N |  | N |  | N |  | N | X |  | Wisconsin Electric Power Co | 20847 | WI | 26.4 |  |  | Wisconsin Electric Power Co
7662 | Gallop Power Greenville, LLC | 54852 | Greenville Steam | 185 Greenville Steam Road | Greenville | ME | 4441 | Piscataquis | 45.4542 | -69.61 | NPCC | ISNE | ISO New England Inc. | Moosehead Lake | 22 | NR | 2 | IPP Non-CHP |  | N |  | N |  | Y | 85-562-000 | N | X |  | Central Maine Power Co | 3266 | ME | 34.5
13407 | Nevada Power Co | 54854 | Sun Peak Generating Station | 6360 Vegas Valley Drive | Las Vegas | NV | 89142 | Clark | 36.1375 | -115.0339 | WECC | NEVP | Nevada Power Company |  | 22 | RE | 1 | Electric Utility |  | N |  | N |  | Y | 93-5-000 |  | X |  | Nevada Power Co | 13407 | NV | 13.8 |  |  | Southwest Gas - Sunrise Station 24" Steel Transmission
11390 | M&M Mars Inc | 54855 | Mars Snackfood US | 2019 N. Oak Park Ave. | Chicago | IL | 60707 | Cook | 41.9171 | -87.7922 | RFC | PJM | PJM Interconnection, LLC |  | 311 | NR | 7 | Industrial CHP |  | N |  | N |  | N |  | N | X |  | Commonwealth Edison Co | 4110 | IL | 12.4 |  |  | People's Energy
55965 | Verso Corporation | 54857 | Niagara Mill | 1101 Mill Street | Niagara | WI | 54151 | Marinette | 45.7725 | -87.9936 | RFC | MISO | Midcontinent Independent Transmission System Operator, Inc.. | Menominee | 322122 | NR | 7 | Industrial CHP |  | N |  | N |  | N |  | N | X |  |  |  |  | 13.8
22035 | Southwestern Bell Telephone Co | 54858 | Southwestern Bell Telephone | 801 Chestnut Ave | St. Louis | MO | 63101 | St Louis City | 38.6276 | -90.1934 | SERC | MISO | Midcontinent Independent Transmission System Operator, Inc.. | Municipality | 517 | NR | 5 | Commercial CHP |  | N |  | N |  | N |  |  | X |  | Union Electric Co - (MO) | 19436 | MO | 13.8
1784 | Black Creek Hydro Inc | 54860 | Black Creek | 1800 James Street, Suite 201 | Bellingham | WA | 98226 | King | 47.5345 | -121.7026 | WECC | PSEI | Puget Sound Energy | Hydroelectric | 22 | NR | 2 | IPP Non-CHP |  | N |  | N |  | Y | 94-27-000 | N | X |  | Puget Sound Energy Inc | 15500 | WA | 34.5
1362 | Bassett Healthcare | 54863 | Bassett Medical Center | 1 Atwell Road | Cooperstown | NY | 13326 | OTSEGO | 42.6944 | -74.9242 | NPCC | NYIS | New York Independent System Operator | Municipality | 622 | NR | 4 | Commercial Non-CHP |  | N |  | N |  | N |  | N | X |  | New York State Elec & Gas Corp | 13511 | NY | 12.47
57280 | Eagle Creek RE LLC | 54865 | Phoenix Hydro Project | 9450 River St | Phoenix | NY | 13135 | Oswego | 43.2271 | -76.3021 | NPCC | NYIS | New York Independent System Operator | Oswego River | 22 | NR | 2 | IPP Non-CHP |  | N |  | Y | 86-517-000 | N |  |  | X |  | Niagara Mohawk Power Corp. | 13573 | NY | 2.4
50021 | Neenah Paper Michigan Inc. | 54867 | Neenah Paper Munising Mill | 501 E Munising Ave | Munising | MI | 49862 | Alger | 46.4094 | -86.6443 | MRO | MISO | Midcontinent Independent Transmission System Operator, Inc.. | Lake Superior | 322122 | NR | 7 | Industrial CHP |  | N |  | N |  | N |  | Y | N | OP | Upper Peninsula Power Co | 19578 | MI | 138 |  |  | DTE Energy
12421 | Mill Shoals Hydro Co Inc | 54872 | Milstead | Main Street | Conyers | GA | 30012 | Rockdale | 33.6894 | -83.9903 | SERC | SOCO | Southern Company Services, Inc. - Trans | Yellow River | 22 | NR | 2 | IPP Non-CHP |  | N |  | Y | 90-219-000 | N |  |  | X |  | Georgia Power Co | 7140 | GA | 44
876 | Atlanta Gift Mart LP | 54877 | Atlanta Gift Mart LP | 230 Spring Street | Atlanta | GA | 30303 | FULTON | 33.7611 | -84.3892 | SERC | SOCO | Southern Company Services, Inc. - Trans |  | 53 | NR | 4 | Commercial Non-CHP |  | N |  | N |  | N |  | N | X |  | Georgia Power Co | 7140 | GA | 480
32080 | Dunn Paper | 54878 | Dunn Paper | 4921 Rt.58N | Gouverneur | NY | 13642 | St Lawrence | 44.3364 | -75.5027 | NPCC | NYIS | New York Independent System Operator | Oswegatchie River | 322122 | NR | 6 | Industrial Non-CHP |  | N |  | Y | 02-851-000 | N |  | N | X |  | National Grid Generation, LLC | 26751 |  | 115
56024 | Kamin LLC | 54880 | Kamin LLC Wrens Plant | 2069 Howard Mills Rd. | Wrens | GA | 30833 | Jefferson | 33.2738 | -82.4078 | SERC | SOCO | Southern Company Services, Inc. - Trans | Well | 2123 | NR | 7 | Industrial CHP |  | N |  | N |  | N |  | N | X |  | Georgia Power Co | 7140 | GA | 4.2 |  |  | City of Wrens
17795 | CenturyLink Regional HQ | 54882 | CenturyLink Regional HQ | 14111 Capital Blvd. | Wake Forest | NC | 27587 | Franklin | 36.0205 | -78.516 | SERC | CPLE | Progress Energy Carolinas - EAST |  | 53 | NR | 4 | Commercial Non-CHP |  | N |  | N |  | N |  | N | X |  | Wake Electric Membership Corp | 19981 | NC | 480
10056 | City of Kaukauna | 54885 | Kimberly Mill | 433 North Main Street | Appleton | WI | 54136 | Outagamie | 44.2769 | -88.3344 | RFC | MISO | Midcontinent Independent Transmission System Operator, Inc.. | Fox River | 322 | NR | 6 | Industrial Non-CHP |  | N |  | N |  | N |  | N | X |  | City of Kaukauna | 10056 | WI | 13.8
15917 | Presence Health | 54886 | Presence Saint Mary of Nazareth Hospital | 2233 W. Division St. | Chicago | IL | 60622 | Cook | 41.9031 | -87.6831 | RFC | PJM | PJM Interconnection, LLC |  | 622 | NR | 4 | Commercial Non-CHP |  | N |  | N |  | N |  | N | X |  | Commonwealth Edison Co | 4110 | IL | 12 |  |  | NICOR gas
59895 | Patheon Manufacturing Service LLC | 54887 | DSM Pharmaceuticals | 5900 NW Martin Luther King Dr. | Greenville | NC | 27835 | Pitt | 35.666 | -77.3574 | SERC | CPLE | Progress Energy Carolinas - EAST |  | 325 | NR | 7 | Industrial CHP |  | Y | 93-32-000 | N |  | N |  | N | X |  | Greenville Utilities Comm | 7639 | NC | 13.2 |  |  | Greenville Utilities Comm
13559 | North American Natural Res | 54890 | Peoples Generating Station | 4516 Rathbun Road | Ann Arbor | MI | 48415 | Saginaw | 43.2797 | -83.8651 | RFC | MISO | Midcontinent Independent Transmission System Operator, Inc.. |  | 22 | NR | 2 | IPP Non-CHP |  | N |  | Y | 95-43-000 | N |  |  | X |  | Michigan Electric Transmission Company | 56163 | MI | 249
317 | Alcoa Power Generating Inc Yadkin Div | 54894 | Narrows (NC) | 37720 Pine Street | Badin | NC | 28009 | Stanly | 35.4189 | -80.0917 | SERC | YAD | Alcoa Power Generating, Inc. - Yadkin Division | Yadkin River | 22 | RE | 1 | Electric Utility |  | N |  | N |  | N |  | N | X |  | Duke Energy Carolinas, LLC | 5416 | NC | 100
317 | Alcoa Power Generating Inc Yadkin Div | 54895 | Falls Hydro | 49156 Falls Road | Badin | NC | 28009 | Stanly | 35.3944 | -80.0753 | SERC | YAD | Alcoa Power Generating, Inc. - Yadkin Division | Yadkin River | 22 | RE | 1 | Electric Utility |  | N |  | N |  | N |  | N | X |  | Duke Energy Carolinas, LLC | 5416 | NC | 100
317 | Alcoa Power Generating Inc Yadkin Div | 54896 | High Rock Hydro | 3344 Bringle Ferry Road | Denton | NC | 28239 | Davidson | 35.6008 | -80.2339 | SERC | YAD | Alcoa Power Generating, Inc. - Yadkin Division | Yadkin River | 22 | RE | 1 | Electric Utility |  | N |  | N |  | N |  | N | X |  | Duke Energy Carolinas, LLC | 5416 | NC | 100
317 | Alcoa Power Generating Inc Yadkin Div | 54897 | Tuckertown Hydro | 711 Tuckertown Road | New London | NC | 28127 | Montgomery | 35.4856 | -80.1758 | SERC | YAD | Alcoa Power Generating, Inc. - Yadkin Division | Yadkin River | 22 | RE | 1 | Electric Utility |  | N |  | N |  | N |  | N | X |  | Duke Energy Carolinas, LLC | 5416 | NC | 100
306 | Brookfield Smoky Mountain Hydropower LLC | 54898 | Santeetlah | Hwy 129 | Robbinsville | NC | 28771 | Graham | 35.4475 | -83.8639 | SERC | TVA | Tennessee Valley Authority | Cheoah River | 22 | RE | 1 | Electric Utility |  | N |  | N |  | N |  |  | X |  | Tennessee Valley Authority | 18642 | NC | 161
306 | Brookfield Smoky Mountain Hydropower LLC | 54899 | Cheoah | Hwy 129 | Tapoco | NC | 28771 | Graham | 35.4478 | -83.9383 | SERC | TVA | Tennessee Valley Authority | Little Tennessee River | 22 | RE | 1 | Electric Utility |  | N |  | N |  | N |  |  | X |  | Tennessee Valley Authority | 18642 | NC | 161
306 | Brookfield Smoky Mountain Hydropower LLC | 54900 | Calderwood | 314 Growdon Blvd. | Tallassee | TN | 37878 | Blount | 35.4923 | -83.9806 | SERC | TVA | Tennessee Valley Authority | Little Tennessee River | 22 | RE | 1 | Electric Utility |  | N |  | N |  | N |  |  | X |  | Tennessee Valley Authority | 18642 | TN | 161
306 | Brookfield Smoky Mountain Hydropower LLC | 54901 | Chilhowee | 6102 Calderwood Hwy | Tallassee | TN | 37801 | Blount | 35.5453 | -84.0503 | SERC | TVA | Tennessee Valley Authority | Little Tennessee River | 22 | RE | 1 | Electric Utility |  | N |  | N |  | N |  |  | X |  | Tennessee Valley Authority | 18642 | TN | 161
56355 | LES Project Holdings LLC | 54903 | Adrian Energy Associates LLC | 1900 Ogden Highway | Adrian | MI | 49221 | Lenawee | 41.8992 | -84.0411 | RFC | MISO | Midcontinent Independent Transmission System Operator, Inc.. |  | 22 | NR | 2 | IPP Non-CHP |  | N |  | Y | 94-25-001 | N |  |  | X |  | Consumers Energy Co | 4254 | MI | 46
6889 | GAMET | 54906 | Georgia Pacific Center | 133 Peachtree Street NE | Atlanta | GA | 30303 | Fulton | 33.7575 | -84.3869 | SERC | SOCO | Southern Company Services, Inc. - Trans |  | 53 | NR | 4 | Commercial Non-CHP |  | N |  | N |  | N |  | N | X |  | Georgia Power Co | 7140 | GA | 4.16
11820 | Massachusetts Inst of Tech | 54907 | Mass Inst Tech Cntrl Utilities/Cogen Plt | 59 Vassar St | Cambridge | MA | 2139 | Middlesex | 42.361 | -71.0939 | NPCC | ISNE | ISO New England Inc. |  | 611 | NR | 5 | Commercial CHP |  | Y | 94-15-000 | N |  | N |  | N | X |  | NSTAR Electric Company | 54913 | MA | 13.8 |  |  | NSTAR Gas Co
772 | Archer Daniels Midland Co | 54908 | Enderlin | 5525 136th Ave. SE | Enderlin | ND | 58027 | Ransom | 46.6144 | -97.5765 | MRO | MISO | Midcontinent Independent Transmission System Operator, Inc.. | Municipality | 311 | NR | 7 | Industrial CHP |  | N |  | N |  | N |  | N | X |  | Otter Tail Power Co | 14232 | ND | 12 |  |  | Williston Basin Interstate Pipeline
2719 | CalWind Resources Inc | 54909 | Tehachapi Wind Resource II | 15001 E Tehachapi Blvd | Tehachapi | CA | 93561 | Kern | 35.1061 | -118.3114 | WECC | CISO | California Independent System Operator |  | 22 | NR | 2 | IPP Non-CHP |  | N |  | Y | 83-290-000; 83-417-000 | N |  |  | X |  | Southern California Edison Co | 17609 | CA | 66
7477 | Granger Electric Co | 54910 | Brent Run Generating Station | 8383 Vienna Road | Montrose | MI | 48457 | Genesee | 43.1764 | -83.848 | RFC | MISO | Midcontinent Independent Transmission System Operator, Inc.. |  | 22 | NR | 2 | IPP Non-CHP |  | N |  | Y | 94-113-000; '94-114-000 | N |  |  | X |  | Consumers Energy Co | 4254 | MI | 8.32
11651 | Martinez Refining Co | 54912 | Martinez Refining | 3485 Pacheco Blvd | Martinez | CA | 94553 | Contra Costa | 38.0169 | -122.1117 | WECC | CISO | California Independent System Operator | Municipality | 324 | NR | 7 | Industrial CHP |  | Y | 95-314-000 | N |  | N |  |  | X |  | Pacific Gas & Electric Co | 14328 | CA | 115 |  |  | Pacific Gas & Electric Co STANPAC-3
623 | Anheuser-Busch Inc | 54913 | Anheuser-Busch Newark Brewery | 200 U.S. Highway One | Newark | NJ | 7101 | ESSEX | 40.7358 | -74.1731 | RFC | PJM | PJM Interconnection, LLC | Municipality | 311 | NR | 7 | Industrial CHP |  | Y | 94-91-000 | N |  | N |  | N | X |  | Public Service Elec & Gas Co | 15477 | NJ | 26.4
2313 | Brooklyn Navy Yard Cogen PLP | 54914 | Brooklyn Navy Yard Cogeneration | 63 Flushing Ave., Building 41 | Brooklyn | NY | 11205 | Kings | 40.6994 | -73.9764 | NPCC | NYIS | New York Independent System Operator | East River | 22 | NR | 3 | IPP CHP |  | Y | 95-302-001 | N |  | N |  | N | X |  | Consolidated Edison Co-NY Inc | 4226 | NY | 138 |  |  | National Grid delivers fuel to the Plant. No pipelines are connected to the Plant.
49977 | CAMS Michigan LLC | 54915 | Michigan Power LP | 5795 West Sixth Street | Ludington | MI | 49431 | Mason | 43.9375 | -86.425 | RFC | MISO | Midcontinent Independent Transmission System Operator, Inc.. | Pere Marquette River | 22 | NR | 3 | IPP CHP |  | Y | 88-441-001 | N |  | Y | ER09-1364-000 | N | X |  | ITC Transmission | 56068 | MI | 138 |  |  | DTE Energy
6667 | Ergon Refining Inc | 54918 | Ergon Refining Vicksburg | 2611 Haining Road | Vicksburg | MS | 39180 | Warren | 32.3883 | -90.9083 | SERC | MISO | Midcontinent Independent Transmission System Operator, Inc.. | Municipality | 32411 | NR | 7 | Industrial CHP |  | Y | 91-130-000 | N |  | N |  |  | X |  | Entergy Mississippi Inc | 12685 | MS | 13.8 |  |  | Southern Natural Gas Company LLC
7057 | General Mills Inc | 54924 | General Mills West Chicago | 704 West Washington Street | West Chicago | IL | 60185 | DuPage | 41.8794 | -88.22 | RFC | PJM | PJM Interconnection, LLC | Municipality | 311 | NR | 7 | Industrial CHP |  | N |  | N |  | N |  | N | X |  | Commonwealth Edison Co | 4110 | IL | 34 |  |  | Nicor Gas
40211 | Wabash Valley Power Assn, Inc | 54925 | Twin Bridges LFGTE | 123 Twin Bridges Road | Danville | IN | 46122 | HENDRICKS | 39.745 | -86.4947 | RFC | MISO | Midcontinent Independent Transmission System Operator, Inc.. |  | 22 | RE | 1 | Electric Utility |  | N |  | N |  | N |  | N | X |  | Hendricks County Rural E M C | 8447 | IN | 12.47
40211 | Wabash Valley Power Assn, Inc | 54926 | Prairie View I & II LFGTE | 15505 Shively | Wyatt | IN | 46595 | ST JOSEPH | 41.4936 | -86.1658 | RFC | MISO | Midcontinent Independent Transmission System Operator, Inc.. |  | 22 | RE | 1 | Electric Utility |  | N |  | N |  | N |  | N | X |  | Northern Indiana Pub Serv Co | 13756 | IN | 12.47
59162 | COMM Engineering | 54927 | Grand Isle Gas Plant / Treating Station | Hwy 3151 and LA 1 | Grand Isle | LA | 70358 | Jefferson | 29.2521 | -89.9721 | SERC | MISO | Midcontinent Independent Transmission System Operator, Inc.. |  | 211 | NR | 6 | Industrial Non-CHP |  | N |  | N |  | N |  | N | X |  | Entergy Louisiana LLC | 11241 | LA | 9 |  |  | Energy XXI Pipeline II
361 | Industrial Energy Applications Inc | 54929 | Alliant SBD 9403 Aegon DC | 6910 Tower Road SW | Cedar Rapids | IA | 52402 | Linn | 41.9167 | -91.6542 | MRO | MISO | Midcontinent Independent Transmission System Operator, Inc.. |  | 22 | NR | 2 | IPP Non-CHP |  | N |  | N |  | N |  | N | X |  | Interstate Power and Light Co | 9417 | IA | 0.48
361 | Industrial Energy Applications Inc | 54930 | Alliant SBD 9402 Climax | 2598 Highway 61 South | Ft. Madison | IA | 52627 | Lee | 40.5842 | -91.4245 | MRO | MISO | Midcontinent Independent Transmission System Operator, Inc.. |  | 22 | NR | 2 | IPP Non-CHP |  | N |  | N |  | N |  | N | X |  |  |  |  | 12.47
2770 | Terra-Gen Operating Co LLC | 54931 | Ridgetop | 10315 Oak Creek Road | Mojave | CA | 93501 | Kern | 35.0697 | -118.3167 | WECC | CISO | California Independent System Operator |  | 22 | NR | 2 | IPP Non-CHP |  | N |  | Y | 94-50-000 | N |  |  | X |  | Southern California Edison Co | 17609 | CA | 66.6
14417 | Panduit Corp | 54932 | Panduit Tinley Park | 17301 Ridgeland Av | Tinley Park | IL | 60477 | Cook | 41.5776 | -87.7704 | RFC | PJM | PJM Interconnection, LLC |  | 335 | NR | 6 | Industrial Non-CHP |  | N |  | N |  | N |  | N | X |  | Commonwealth Edison Co | 4110 | IL | 480 |  |  | ANR Pipeline Co
49778 | Kraft Foods | 54933 | Mondelez Global LLC | 5500 Forest Hills Rd | Rockford | IL | 61105 | Winnebago | 42.3156 | -89.0356 | RFC | PJM | PJM Interconnection, LLC | Municipality | 311 | NR | 7 | Industrial CHP |  | Y | 94-123-000 | N |  | N |  | N | X |  | Commonwealth Edison Co | 4110 | IL | 13 |  |  | Nicor Gas
10230 | Keystone Recovery Inc | 54934 | Keystone Recovery | 1150 Keystone Industrial Park | Throop | PA | 18512 | Lackawanna | 41.4363 | -75.5984 | RFC | PJM | PJM Interconnection, LLC |  | 22 | NR | 2 | IPP Non-CHP |  | N |  | Y | 94-30-000 | N |  |  | X |  | PPL Electric Utilities Corp | 14715 | PA | 13.2
49770 | Energy Recovery Operations, Inc | 54935 | Harford Waste to Energy Facility | Magnolia Road | Joppa | MD | 21085 | Harford | 39.4039 | -76.3172 | RFC | PJM | PJM Interconnection, LLC | River at Aberdeen Provng Grnds | 562213 | NR | 5 | Commercial CHP |  | N |  | N |  | N |  | N | X |  | Baltimore Gas & Electric Co | 1167 | MD | 13.2
2806 | California Dept of Corrections | 54936 | Richard J Donovan Correctional Facility | 480 Alta Rd | San Diego | CA | 92179 | San Diego | 32.5836 | -116.9309 | WECC | CISO | California Independent System Operator |  | 92214 | NR | 5 | Commercial CHP |  | N |  | N |  | N |  |  | X |  | San Diego Gas & Electric Co | 16609 | CA | 12 |  |  | San Diego Gas and Electric
20347 | Wellesley College | 54937 | Wellesley College Central Utility Plant | 106 Central Street | Wellesley | MA | 2481 | Norfolk | 42.2939 | -71.3081 | NPCC | ISNE | ISO New England Inc. |  | 611 | NR | 5 | Commercial CHP |  | N |  | N |  | N |  | N | X |  | Town of Wellesley - (MA) | 20310 | MA | 15 |  |  | Algonquin gas transmission company
54842 | WM Renewable Energy LLC | 54939 | EKS Landfill | 1020 West Cliff Road | Burnsville | MN | 55337 | Dakota | 44.7806 | -93.3094 | MRO | MISO | Midcontinent Independent Transmission System Operator, Inc.. |  | 22 | NR | 2 | IPP Non-CHP |  | N |  | Y | 94-72-000 | N |  | N | X |  | Northern States Power Co - Minnesota | 13781 | MN | 13.8
4426 | NAES Corp | 54945 | CT Resource Rec Authority Facility | Reserve Road - Gate 20 | Hartford | CT | 6114 | Hartford | 41.7505 | -72.653 | NPCC | ISNE | ISO New England Inc. | Connecticut River | 22 | NR | 2 | IPP Non-CHP |  | N |  | N |  | N |  | N | X |  | Connecticut Light & Power Co | 4176 | CT | 115 |  |  | Connecticut Natural Gas
24008 | University of Oregon | 54950 | Univ of Oregon Central Power Station | 1295 Franklin Boulevard | Eugene | OR | 97403 | Lane | 44.0483 | -123.0739 | WECC | BPAT | Bonneville Power Administration | Municipality | 611 | NR | 5 | Commercial CHP |  | N |  | N |  | N |  | N | X |  | City of Eugene - (OR) | 6022 | OR | 12.47 |  |  | Northwest Natural
12221 | MRWPCA | 54951 | Monterey Regional Water Cogen Facility | 14811 Del Monte Blvd | Marina | CA | 93933 | Monterey | 36.7056 | -121.7714 | WECC | CISO | California Independent System Operator | Wastewater | 22132 | NR | 5 | Commercial CHP |  | Y | 95-27-000 | N |  | N |  | N | X |  | Pacific Gas & Electric Co | 14328 | CA | 21 |  |  | Natural Gas Services by Department of General Services
55754 | Boralex Hydro Operations Inc | 54953 | Hudson Falls Hydroelectric Project | 47 Hudson Falls Road | South Glens Falls | NY | 12803 | Saratoga | 43.2958 | -73.5956 | NPCC | NYIS | New York Independent System Operator | Hudson River | 22 | NR | 2 | IPP Non-CHP |  | N |  | Y | 92-171-000, 92-171-001.92-171-003-92-171-007 | N |  | N | X |  | Niagara Mohawk Power Corp. | 13573 | NY | 34.5
40211 | Wabash Valley Power Assn, Inc | 54956 | Deercroft I & II LFGTE | 10501 W. 300 N. | Michigan City | IN | 46360 | LaPorte | 41.6514 | -86.9036 | RFC | MISO | Midcontinent Independent Transmission System Operator, Inc.. |  | 22 | RE | 1 | Electric Utility |  | N |  | N |  | N |  | N | X |  | Northern Indiana Pub Serv Co | 13756 | IN | 12.47
6529 | Exxon Mobil Production Co | 54962 | ExxonMobil Hawkins Gas Plant | F. M. 1795 | Hawkins | TX | 75765 | Wood | 32.6078 | -95.2064 | TRE |  |  |  | 324 | NR | 6 | Industrial Non-CHP |  | N |  | N |  | N |  |  | X
2769 | Cargill Inc | 54965 | Cargill Salt | 916 South Riverside Ave | St. Clair | MI | 48079 | St Clair | 42.8183 | -82.4856 | RFC | MISO | Midcontinent Independent Transmission System Operator, Inc.. | Saint Clair River | 311 | NR | 7 | Industrial CHP |  | N |  | N |  | N |  | N | X |  | DTE Electric Company | 5109 | MI | 4.8 |  |  | SEMCO
361 | Industrial Energy Applications Inc | 54967 | Alliant SBD 9302 Aegon NP | 4515 North River Blvd | Cedar Rapids | IA | 52499 | Linn | 42.0264 | -91.7042 | MRO | MISO | Midcontinent Independent Transmission System Operator, Inc.. |  | 22 | NR | 2 | IPP Non-CHP |  | N |  | N |  | N |  | N | X |  | Interstate Power and Light Co | 9417 | IA | 0.48
361 | Industrial Energy Applications Inc | 54968 | Alliant SBD 9502 Eaton | 700 Luick's Lane | Belmond | IA | 50421 | Wright | 42.8381 | -93.6033 | MRO | MISO | Midcontinent Independent Transmission System Operator, Inc.. |  | 22 | NR | 2 | IPP Non-CHP |  | N |  | N |  | N |  | N | X |  | Interstate Power and Light Co | 9417 | IA | 12.47
18194 | STS Hydropower Ltd | 54969 | Dixon Hydroelectric Dam | 201 East River Street | Dixon | IL | 61021 | Lee | 41.8453 | -89.4813 | RFC | PJM | PJM Interconnection, LLC | Rock River | 22 | NR | 2 | IPP Non-CHP |  | N |  | Y | 05-36-000 | N |  | N | X |  | Commonwealth Edison Co | 4110 | IL | 34.5
16694 | Sauder Woodworking Co | 54974 | Sauder Power Plant | 820 West Barre Road | Archbold | OH | 43502 | Fulton | 41.5152 | -84.2935 | RFC | PJM | PJM Interconnection, LLC | Municipality | 22 | NR | 3 | IPP CHP |  | N |  | N |  | N |  | N | X |  | American Transmission Systems Inc | 56162 | OH | 69 |  |  | Ohio Gas
21965 | New Mexico State University | 54975 | New Mexico State University | Box 30001, MSC 3545 | Las Cruces | NM | 88001 | Dona Ana | 32.1648 | -106.4513 | WECC | EPE | El Paso Electric Company | Wells | 611 | NR | 5 | Commercial CHP |  | Y | 95-272-000 | N |  | N |  | N | X |  | El Paso Electric Co | 5701 | NM | 13.8 |  |  | El Paso Natural Gas Company LLC
2770 | Terra-Gen Operating Co LLC | 54979 | Big Spring Wind Power Facility | 3300 South Moss Lake Rd | Big Spring | TX | 79720 | Howard | 32.2075 | -101.3883 | TRE | ERCO | Electric Reliability Council of Texas, Inc. |  | 22 | NR | 2 | IPP Non-CHP |  | N |  | Y | 95-141-000 | N |  |  | X |  | Oncor Electric Delivery Company LLC | 44372 | TX | 66
56355 | LES Project Holdings LLC | 54980 | Ocean County Landfill | 2498 Route 70 | Manchester | NJ | 8733 | Ocean | 40.0081 | -74.3306 | RFC | PJM | PJM Interconnection, LLC |  | 22 | NR | 2 | IPP Non-CHP |  | N |  | Y | 95-277-000 | N |  |  | X |  | Jersey Central Power & Lt Co | 9726 | NJ | 34
8776 | City of Holyoke Gas and Electric Dept. | 54981 | Harris Energy Realty | 20 Water Street | Holyoke | MA | 1040 | Hampden | 42.2052 | -72.5929 | NPCC | ISNE | ISO New England Inc. | Connecticut River | 22 | RE | 1 | Electric Utility |  | N |  | N |  | N |  | N | X |  | City of Holyoke - (MA) | 8774 | MA | 13.8
22331 | Salem Energy Systems LLC | 54984 | Salem Energy Systems LLC | 335 W. Hanes Mill Rd. | Winston-Salem | NC | 27105 | Forsyth | 36.1912 | -80.1835 | SERC | DUK | Duke Energy Carolinas |  | 22 | NR | 2 | IPP Non-CHP |  | N |  | Y | 94-161-000; 94-161-001 | N |  | N | X |  | Duke Energy Carolinas, LLC | 5416 | NC | 12.4
4468 | Crestwood Corp | 54985 | Crestwood Dothan | 517 Kraft Rd | Dothan | AL | 36303 | Houston | 31.2624 | -85.4027 | SERC | SOCO | Southern Company Services, Inc. - Trans | Municipality | 22 | NR | 2 | IPP Non-CHP |  | N |  | N |  | N |  | N | X |  | City of Dothan - (AL) | 5309 | AL | 13.2
5483 | DuPage County | 54987 | Woodridge Greene Valley Treatment Plant | 7900 S. Rt. 53 | Woodridge | IL | 60517 | DuPage | 41.74 | -88.06 | RFC | PJM | PJM Interconnection, LLC | Treated Wastewater | 22132 | NR | 5 | Commercial CHP |  | N |  | N |  | N |  | N | X |  | Commonwealth Edison Co | 4110 | IL | 12.4 |  |  | NICOR - local distribution company
56355 | LES Project Holdings LLC | 54989 | Pine Tree Acres | 36450 29 Mile Road | Lenox Twp | MI | 48048 | Macomb | 42.7417 | -82.7975 | RFC | MISO | Midcontinent Independent Transmission System Operator, Inc.. |  | 22 | NR | 2 | IPP Non-CHP |  | N |  | Y | 95-26-000 | N |  |  | X |  | ITC Transmission | 56068 | MI | 120
13765 | Northlake Energy | 54995 | Indiana Harbor E 5 AC Station | 3210 Watling St | East Chicago | IN | 46312 | Lake | 41.6844 | -87.4214 | RFC | MISO | Midcontinent Independent Transmission System Operator, Inc.. | Lake Michigan | 3311 | NR | 7 | Industrial CHP |  | N |  | N |  | N |  |  | X |  | Northern Indiana Pub Serv Co | 13756 | IN | 138 |  |  | Northern Indiana Public Service Company
49899 | CalEnergy Operating Corporation | 54996 | Salton Sea Power Gen Co - Unit 4 | 6922 Crummer Rd. | Calipatria | CA | 92233 | Imperial | 33.157 | -115.6386 | WECC | IID | Imperial Irrigation District | Colorado River | 22 | NR | 2 | IPP Non-CHP |  | N |  | Y | 86-1043-006 | N |  | N | X |  | Imperial Irrigation District | 9216 | CA | 92
20541 | Wheelabrator Environmental Systems | 54998 | Wheelabrator Portsmouth | 3809 Elm Avenue | Portsmouth | VA | 23704 | Portsmouth City | 36.8083 | -76.3036 | SERC | PJM | PJM Interconnection, LLC | City Of Portsmouth | 483 | NR | 5 | Commercial CHP |  | Y | 01-88-000 | N |  | N |  | N | X |  | Virginia Electric & Power Co | 19876 | VA | 115
17345 | Small Hydro of Texas Inc | 55000 | Small Hydro of Texas | 1298 FM 766 | Cuero | TX | 77954 | DeWitt | 29.1297 | -97.3112 | TRE | ERCO | Electric Reliability Council of Texas, Inc. | Guadalupe River | 22 | NR | 2 | IPP Non-CHP |  | N |  | Y | 96-107-000; 96-107-001 | N |  | N | X |  | Lower Colorado River Authority | 11269 |  | 69
13124 | Murphy - Brown LLC | 55002 | Murphy-Brown LLC | 2822 Hwy 24 West | Warsaw | NC | 28398 | Duplin | 34.9944 | -78.1583 | SERC | CPLE | Progress Energy Carolinas - EAST |  | 112 | NR | 6 | Industrial Non-CHP |  | N |  | N |  | N |  |  | X |  | Four County Elec Member Corp | 6640 | NC | 0.48
18850 | Thorton Township School Dist | 55004 | Thornwood High School | 465 E. 170th St | South Holland | IL | 60473 | Cook | 41.5839 | -87.6047 | RFC | PJM | PJM Interconnection, LLC | Municipality | 611 | NR | 4 | Commercial Non-CHP |  | N |  | N |  | N |  |  | X |  | Commonwealth Edison Co | 4110 | IL | 760 |  |  | Nicor
18850 | Thorton Township School Dist | 55005 | Thornridge High School | 15000 Cottage Grove Ave | Dolton | IL | 60419 | Cook | 41.6225 | -87.5978 | RFC | PJM | PJM Interconnection, LLC | Municipality | 611 | NR | 4 | Commercial Non-CHP |  | N |  | N |  | N |  |  | X |  | Commonwealth Edison Co | 4110 | IL | 760 |  |  | Nicor
57249 | EPP Renewable Energy | 55006 | Nashua Plant | 840 West Hollis Street | Nashua | NH | 3062 | Hillsborough | 42.7353 | -71.5228 | NPCC | ISNE | ISO New England Inc. |  | 22 | NR | 2 | IPP Non-CHP |  | N |  | Y | 95-321-001 | N |  |  | X |  | New Hampshire Elec Coop Inc | 13441 | NH | 4.4
31431 | K-W Co | 55007 | K W Company | 1438 Eastland Drive North | Twin Falls | ID | 83301 | Twin Falls | 42.5948 | -114.4353 | WECC | IPCO | Idaho Power Company | Snake River | 22 | NR | 2 | IPP Non-CHP |  | N |  | N |  | N |  |  | X |  | Idaho Power Co | 9191 | ID | 12.5
59380 | Enel Green Power NA, Inc. | 55009 | Montgomery Creek Hydro | Montgomery Falls Road | Montgomery Creek | CA | 96065 | Shasta | 40.8468 | -121.9564 | WECC | CISO | California Independent System Operator | Montgomery Creek | 22 | NR | 2 | IPP Non-CHP |  | N |  | Y | 89-265-000 | N |  |  | X |  | Pacific Gas & Electric Co | 14328 | CA | 12
55912 | Cottage Grove Operating Services LLC | 55010 | LSP-Cottage Grove LP | 9525 105th St. Court S | Cottage Grove | MN | 55016 | Washington | 44.7956 | -92.9119 | MRO | MISO | Midcontinent Independent Transmission System Operator, Inc.. | Steam Host's Well | 22 | NR | 3 | IPP CHP |  | Y | 94-142-000 | N |  | Y | 96-91-000 | N | X |  | Northern States Power Co - Minnesota | 13781 | MN | 115 |  |  | Minnesota
55911 | Whitewater Operating Services LLC | 55011 | LSP-Whitewater LP | 111 County Hwy U | Whitewater | WI | 53190 | Jefferson | 42.8555 | -88.7299 | RFC | MISO | Midcontinent Independent Transmission System Operator, Inc.. | Municipality | 22 | NR | 3 | IPP CHP |  | Y | 94-155-000 | N |  | Y | 96-90-000 | N | X |  | American Transmission Co | 659 | WI | 138 |  |  | Northern Natural Gas
54843 | WM Illinois Renewable Energy LLC | 55014 | Greene Valley Gas Recovery | 9 South 610 Greene Road | Naperville | IL | 60540 | DuPage | 41.7338 | -88.0849 | RFC | PJM | PJM Interconnection, LLC |  | 22 | NR | 2 | IPP Non-CHP |  | N |  | Y | 87-504-000 | N |  | N | X |  | Commonwealth Edison Co | 4110 | IL | 12
22214 | Sweeny Cogeneration LP | 55015 | Sweeny Cogen Facility | 7190 Old FM 524, Gate 13 | Old Ocean | TX | 77463 | Brazoria | 29.0728 | -95.745 | TRE | ERCO | Electric Reliability Council of Texas, Inc. | San Bernard River | 22 | NR | 3 | IPP CHP |  | Y | 97-131-003 | N |  | N |  | N | X |  | Texas-New Mexico Power Co | 40051 | TX | 138 |  |  | Hilcorp Energy Company Texas Eastern Transmission, LP Enterprise Texas Pipeline LLC KM Tejas PL LLC
49774 | Kinder Morgan Yates Operation | 55025 | Yates Gas Plant | Highway 190 West | Iraan | TX | 79744 | PECOS | 30.8847 | -101.9208 | TRE | ERCO | Electric Reliability Council of Texas, Inc. |  | 211 | NR | 7 | Industrial CHP |  | N |  | N |  | N |  | N | X |  | AEP Texas North Company | 20404 | TX | 12.5 |  |  | Northern Natural Gas
55773 | Dighton Power, LLC | 55026 | Dighton Power Plant | 1450 Somerset Ave | Dighton | MA | 2715 | Bristol | 41.8312 | -71.1239 | NPCC | ISNE | ISO New England Inc. | Municipality Supply | 22 | NR | 2 | IPP Non-CHP |  | N |  | N |  | Y | 97-70-000 | N | X |  | New England Power Company | 13433 |  | 115 |  |  | SPECTRA ENERGY/ALGONGIN
13157 | Omaha City of | 55027 | Papillion Creek Wastewater | 15705 Harlan Lewis Road | Bellevue | NE | 68123 | Sarpy | 41.0772 | -95.87 | MRO | SWPP | Southwest Power Pool | Metropolitan Utilities Dist | 22132 | NR | 5 | Commercial CHP |  | N |  | N |  | N |  | N | X |  | Omaha Public Power District | 14127 | NE | 13.8 |  |  | Black Hills Energy
20860 | Wisconsin Public Service Corp | 55029 | De Pere Energy Center | 112 N 5th St | De Pere | WI | 54115 | Brown | 44.4486 | -88.072 | MRO | MISO | Midcontinent Independent Transmission System Operator, Inc.. |  | 22 | RE | 1 | Electric Utility |  | N |  | N |  | N |  | N | X |  | American Transmission Co | 659 | WI | 138 |  |  | Wisconsin Public Service Corporation
55738 | Verso Paper Androscoggin LLC | 55031 | Androscoggin Energy Center | Gate 15 Riley Road | Jay | ME | 4239 | Franklin | 44.5063 | -70.2423 | NPCC | ISNE | ISO New England Inc. | Self Supply- Androscoggin Rvr | 322 | NR | 7 | Industrial CHP |  | Y | 96-114-000; 96-114-001; 96-114-002; 96-114-003 | N |  | N |  | N | X |  | Central Maine Power Co | 3266 | ME | 115 |  |  | PNGTS - Portland Natural Gas Transmission System
13157 | Omaha City of | 55033 | Missouri River Wastewater Treatment | 5600 South 10th Street | Omaha | NE | 68107 | Douglas | 41.2033 | -95.9292 | MRO | SWPP | Southwest Power Pool | Metropolitan Utilities Dist | 22132 | NR | 5 | Commercial CHP |  | N |  | N |  | N |  | N | X |  | Omaha Public Power District | 14127 | NE | 13.8 |  |  | Metropolitan Utilities District
56383 | Lignetics of Maine, LLC. | 55034 | Lignetics of Maine, LLC. | 30 Norton Hill Road | Strong | ME | 4983 | Franklin | 44.8061 | -70.2186 | NPCC | ISNE | ISO New England Inc. | Day Mountain Pond | 321 | NR | 7 | Industrial CHP |  | Y | 01-76-001 | N |  | N |  | N | X |  | Central Maine Power Co | 3266 | ME | 12.5
29729 | Davenport City of | 55035 | Davenport Water Pollution Control Plant | 2606 South Concord Street | Davenport | IA | 52802 | Scott | 41.4928 | -90.6275 | MRO | MISO | Midcontinent Independent Transmission System Operator, Inc.. | Municipality | 22132 | NR | 5 | Commercial CHP |  | N |  | N |  | N |  | N | X |  | MidAmerican Energy Co | 12341 | IA | 13 |  |  | MidAmerican owns the pipeline, Seminole Energy provides the natural gas.
21466 | University of Tennessee | 55036 | University of Tennessee Steam Plant | 1617 Lake Loudon Boulevard | Knoxville | TN | 37996 | Knox | 35.9492 | -83.9261 | SERC | TVA | Tennessee Valley Authority | Municipality | 611 | NR | 5 | Commercial CHP |  | N |  | N |  | N |  |  | X |  | Knoxville Utilities Board | 10421 | TN | 13.2 |  |  | East Tennessee Natural Gas via Knoxville Utilities Board
32487 | Gaylord Entertainment Co | 55037 | Opryland USA | 2802 Opryland Drive | Nashville | TN | 37214 | Davidson | 36.2114 | -86.6944 | SERC | TVA | Tennessee Valley Authority | Wells | 721 | NR | 5 | Commercial CHP |  | N |  | N |  | N |  | N | X |  | Tennessee Valley Authority | 18642 | TN | 480 |  |  | Piedmont gas
15473 | Public Service Co of NM | 55039 | Rio Bravo | 725 Electric Ave | Albuquerque | NM | 87105 | Bernalillo | 35.026 | -106.644 | WECC | PNM | Public Service Company of New Mexico | Well | 22 | RE | 1 | Electric Utility |  | N |  | N |  | Y | 99-9-000 | N | X |  | Public Service Co of NM | 15473 | NM | 115 |  |  | Transwestern Pipeline Company, LLC
12564 | SEPG Operating Services, LLC MGC | 55040 | Mid-Georgia Cogeneration Facility | 200 Oaky Woods Road | Kathleen | GA | 31047 | Houston | 32.4856 | -83.6039 | SERC | SOCO | Southern Company Services, Inc. - Trans | Municipality | 22 | NR | 3 | IPP CHP |  | Y | 96-26-001 | N |  | Y | 96-14-000 | N | X |  | Georgia Power Co | 7140 | GA | 230 |  |  | Kinder Morgan, SONAT Brunswick lateral
1616 | Berkshire Power Co LLC | 55041 | Berkshire Power | 36 Moylan Lane | Agawam | MA | 1001 | Hampden | 42.0476 | -72.6478 | NPCC | ISNE | ISO New England Inc. | Municipality | 22 | NR | 2 | IPP Non-CHP |  | N |  | N |  | Y | 00-100-00 | N | X |  | Western Massachusetts Electric Company | 20455 | MA | 115 |  |  | KinderMorgan
2232 | Bridgeport Energy LLC | 55042 | Bridgeport Energy Project | 10 Atlantic Street | Bridgeport | CT | 6604 | Fairfield | 41.1692 | -73.1844 | NPCC | ISNE | ISO New England Inc. | Bridgeport Harbor | 22 | NR | 2 | IPP Non-CHP |  | N |  | N |  | Y | 98-63-000 | N | X |  | United Illuminating Co | 19497 | CT | 345 |  |  | Iroquious Gas
6833 | Cherokee County Cogen Partners LLC | 55043 | Cherokee County Cogen | 132 Peoples Creek Rd | Gaffney | SC | 29340 | Cherokee | 35.0727 | -81.613 | SERC | DUK | Duke Energy Carolinas | Municipality | 22 | NR | 3 | IPP CHP |  | Y | 94-160-000 | N |  | N |  | N | X |  | Duke Energy Carolinas, LLC | 5416 | SC | 100 |  |  | Transco
56310 | Boise White Paper LLC | 55044 | Boise Cascade Pulp & Paper Mill | 4585 Industrial Rd | Jackson | AL | 36545 | Clarke | 31.4894 | -87.8989 | SERC | SOCO | Southern Company Services, Inc. - Trans | Tombigbee River | 322 | NR | 7 | Industrial CHP |  | N |  | N |  | N |  | N | X |  | Alabama Power Co | 195 | AL | 115 |  |  | Clarke-Mobile County Gas District
772 | Archer Daniels Midland Co | 55046 | Mansfield | 150 Oakland Street | Mansfield | MA | 2048 | Bristol | 42.0401 | -71.2138 | NPCC | ISNE | ISO New England Inc. | Municipality | 311 | NR | 7 | Industrial CHP |  | N |  | N |  | N |  |  | X |  | Town of Mansfield | 11586 | MA | 12
11059 | Pasadena Cogeneration LP | 55047 | Pasadena Cogeneration | 955 Phillips Road | Pasadena | TX | 77506 | Harris | 29.7248 | -95.1765 | TRE | ERCO | Electric Reliability Council of Texas, Inc. | Coastal Ind. Water Authority | 22 | NR | 3 | IPP CHP |  | Y | 96-54-000 | N |  | N |  | N | X |  | CenterPoint Energy | 8901 | TX | 138 |  |  | Kinder Morgan; Kinder Morgan Tejas; Enterprise
55510 | Tiverton Power LLC | 55048 | Tiverton Power Plant | 304 Progress Rd. | Tiverton | RI | 2878 | Newport | 41.6422 | -71.1706 | NPCC | ISNE | ISO New England Inc. | Municipality | 22 | NR | 2 | IPP Non-CHP |  | N |  | N |  | Y | 98-90-000 | N | X |  | National Grid Generation, LLC | 26751 |  | 115 |  |  | Algoquin
17164 | Sierra Pacific Industries Inc | 55049 | Sierra Pacific Anderson Facility | 19758 Riverside Avenue | Anderson | CA | 96007 | Shasta | 40.4731 | -122.3206 | WECC | CISO | California Independent System Operator | Well | 321 | NR | 7 | Industrial CHP |  | N |  | Y | 98-40-000 | N |  |  | X |  | Pacific Gas & Electric Co | 14328 | CA | 115
7191 | Axiall Corp | 55051 | Axiall Plaquemine | 26100 Hwy 405 | Plaquemine | LA | 70764 | Iberville | 30.2586 | -91.185 | SERC | MISO | Midcontinent Independent Transmission System Operator, Inc.. | Well | 325188 | NR | 7 | Industrial CHP |  | Y | 96-53-000; '96-583-000 | N |  | N |  | N | X |  | Entergy Louisiana LLC | 11241 | LA | 34.5 |  |  | Bridgeline Holdings, LP Acadian Gas Pipeline
50114 | WTG Jameson, L.P. | 55052 | Jameson Gas Processing Plant | 1000 Gas Plant Road | Silver | TX | 76949 | Coke | 32.05 | -100.6917 | TRE | ERCO | Electric Reliability Council of Texas, Inc. |  | 211 | NR | 6 | Industrial Non-CHP |  | N |  | N |  | N |  | N | X |  | AEP Texas Central Company | 3278 | TX | 0.48 |  |  | Enterprise Texas Pipeline El Paso Natural Gas Pipeline
59366 | EnLink Midstream Services, LLC | 55053 | Bridgeport Gas Processing Plant | 415 Private Rd, 3502 | Bridgeport | TX | 76426 | Wise | 33.1958 | -97.8025 | TRE | ERCO | Electric Reliability Council of Texas, Inc. |  | 211 | NR | 6 | Industrial Non-CHP |  | N |  | N |  | N |  | N | X |  | Wise Electric Coop Inc | 20948 | TX | 440 |  |  | Not applicable. These generators fueled by gas from processing plant
9267 | Hoosier Energy R E C, Inc | 55054 | Livingston Generating Facility | RR 3, 14206 East 2100 North Rd | Pontiac | IL | 61764 | Livingston | 40.9314 | -88.6548 | RFC | MISO | Midcontinent Independent Transmission System Operator, Inc.. |  | 22 | RE | 1 | Electric Utility |  | N |  | N |  | N |  | N | X |  | Commonwealth Edison Co | 4110 | IL | 35
15912 | Resource Technology Corp | 55056 | Biodyne Congress | 4100 W. Frontage Road | Hillside | IL | 60160 | Cook | 41.8717 | -87.8861 | RFC | PJM | PJM Interconnection, LLC |  | 22 | NR | 2 | IPP Non-CHP |  | N |  | Y | 92-135-000; '92-035-000 | N |  |  | X |  | Commonwealth Edison Co | 4110 | IL | 35
15912 | Resource Technology Corp | 55057 | Biodyne Peoria | 12319 W. Cottonwood Road | Brimfield | IL | 61517 | Peoria | 40.7942 | -89.8436 | SERC | MISO | Midcontinent Independent Transmission System Operator, Inc.. |  | 22 | NR | 2 | IPP Non-CHP |  | N |  | Y | 97-17-000 | N |  |  | X |  |  |  |  | 69
15912 | Resource Technology Corp | 55058 | Biodyne Lansing | 2600 W. 170th Street | Lansing | IL | 60438 | Cook | 41.5864 | -87.5539 | RFC | PJM | PJM Interconnection, LLC |  | 22 | NR | 2 | IPP Non-CHP |  | N |  | Y | 96-126-000 | N |  |  | X |  | Commonwealth Edison Co | 4110 | IL
15912 | Resource Technology Corp | 55059 | Biodyne Springfield | 2565 Sandhill Road | Springfield | IL | 62707 | Sangamon | 39.8564 | -89.6194 | SERC | MISO | Midcontinent Independent Transmission System Operator, Inc.. |  | 22 | NR | 3 | IPP CHP |  | N |  | Y | 96-130-000 | N |  |  | X
15912 | Resource Technology Corp | 55060 | Biodyne Lyons | 5101 S. Lawndale | Lyons | IL | 60525 | Cook | 41.7989 | -87.825 | RFC | PJM | PJM Interconnection, LLC |  | 22 | NR | 2 | IPP Non-CHP |  | N |  | Y | 97-18-000 | N |  |  | X |  | Commonwealth Edison Co | 4110 | IL | 12.5
18535 | Tenaska Georgia Partners LP | 55061 | Tenaska Georgia Generation Facility | 2100 George Brown Road | Franklin | GA | 30217 | Heard | 33.3516 | -84.9996 | SERC | SOCO | Southern Company Services, Inc. - Trans | Heard County Water Authority | 22 | NR | 2 | IPP Non-CHP |  | N |  | N |  | Y | 99-160-000 | N | X |  | Georgia Transmission Corp | 7197 | GA | 500 |  |  | Williams-Transco
18611 | Tenaska Frontier Partners Ltd | 55062 | Tenaska Frontier Generation Station | 17500 Hwy 30 | Shiro | TX | 77876 | Grimes | 30.5924 | -95.9178 | SERC | ERCO | Electric Reliability Council of Texas, Inc. | Municipallity | 22 | NR | 2 | IPP Non-CHP |  | N |  | N |  | Y | 00-91-000 | N | X |  | CenterPoint Energy | 8901 | TX | 356 | 352 |  | Kinder Morgan Tejas Pipeline LLC
17568 | South Mississippi El Pwr Assn | 55063 | Batesville Generation Facility | 200 Industrial Drive | Batesville | MS | 38606 | Panola | 34.3356 | -89.9275 | SERC | TVA | Tennessee Valley Authority | Enid Lake | 22 | RE | 1 | Electric Utility |  | N |  | N |  | Y | 98-59-000 |  | X |  | Tennessee Valley Authority | 18642 | MS | 230 |  |  | Tennessee Gas, Trunkline, ANR
23913 | Borger Energy Associates LP | 55064 | Black Hawk Station | Spur 119 N. Cogen Place | Borger | TX | 79007 | Hutchinson | 35.6957 | -101.36 | SPP | SWPP | Southwest Power Pool | Wells | 22 | NR | 3 | IPP CHP |  | Y | 98-57-000 | N |  | N |  | N | X |  | Southwestern Public Service Co | 17718 | TX | 115 |  |  | DCP El Paso Natural Gas
7349 | Golden Spread Electric Cooperative, Inc | 55065 | Mustang Station | 1937 County Road 390 | Denver City | TX | 79323 | Yoakum | 32.9728 | -102.7417 | SPP | SWPP | Southwest Power Pool | Wells | 22 | RE | 1 | Electric Utility |  | N |  | N |  | N |  | N | X |  | Southwestern Public Service Co | 17718 | TX | 230 | 115 |  | Northern Natural Gas OneOK Partners El Paso Natural Gas Company
4174 | Cokenergy Inc | 55066 | Heat Recovery Coke Facility | 3210 Watling St | East Chicago | IN | 46312 | Lake | 41.6789 | -87.42 | RFC | MISO | Midcontinent Independent Transmission System Operator, Inc.. | Lake Michigan | 3311 | NR | 6 | Industrial Non-CHP |  | N |  | N |  | N |  |  | X |  | Northern Indiana Pub Serv Co | 13756 | IN | 138
54704 | Metropolitan Pier and Exposition Auth | 55067 | MPEA Energy Center | 2211 S. Martin Luther King Jr | Chicago | IL | 60616 | Cook | 41.8527 | -87.6185 | RFC | PJM | PJM Interconnection, LLC | Municipality | 22 | NR | 3 | IPP CHP |  | N |  | N |  | N |  |  | X |  | Commonwealth Edison Co | 4110 | IL | 13 |  |  | BP CANADA
4966 | Casco Bay Energy Co LLC | 55068 | Maine Independence Station | 125 Shore Road | Veazie | ME | 4401 | Penobscot | 44.8242 | -68.7094 | NPCC | ISNE | ISO New England Inc. | Penobscot River | 22 | NR | 2 | IPP Non-CHP |  | N |  | N |  | Y | 99-207-000 | N | X |  | Emera Maine | 1179 | ME | 115 |  |  | Maritimes & Northeast
54842 | WM Renewable Energy LLC | 55074 | Lakeview Gas Recovery | 851 Robinson Road East | Erie | PA | 16509 | Erie | 42.0602 | -80.0208 | RFC | PJM | PJM Interconnection, LLC |  | 22 | NR | 2 | IPP Non-CHP |  | N |  | Y | 86-265-002 | N |  | N | X |  | Pennsylvania Electric Co | 14711 | PA | 35
28764 | Pine Bluff Energy LLC | 55075 | Pine Bluff Energy Center | 5301 Fairfield Road | Pine Bluff | AR | 71601 | Jefferson | 34.2181 | -91.9025 | SERC | MISO | Midcontinent Independent Transmission System Operator, Inc.. | Wells | 22 | NR | 3 | IPP CHP |  | Y | 97-61-002; 98-61-002 | N |  | N |  |  | X |  | Entergy Arkansas Inc | 814 | AR | 115 |  |  | Centerpoint/IP lateral
3593 | Choctaw Generation L.P, L.L.L.P. | 55076 | Red Hills Generating Facility | 2391 Pensacola Road | Ackerman | MS | 39735 | Choctaw | 33.3761 | -89.2183 | SERC | TVA | Tennessee Valley Authority | Wells | 22 | NR | 2 | IPP Non-CHP |  | N |  | N |  | Y | 98-97 | N | X |  | Tennessee Valley Authority | 18642 | MS | 161 |  |  | Town of Weir, MS pipeline
5695 | Desert Star Energy Center SDG&E | 55077 | Desert Star Energy Center | 701 El Dorado Valley Dr. | Boulder City | NV | 89005 | Clark | 35.7889 | -114.9942 | WECC | CISO | California Independent System Operator | Municipality | 22 | RE | 1 | Electric Utility |  | N |  | N |  | N |  | N | X |  | San Diego Gas & Electric Co | 16609 | CA | 230 | 230 |  | Southwest Gas Corp
12713 | Millennium Power Partners LP | 55079 | Millennium Power | 10 Sherwood Lane | Charlton | MA | 1507 | Worcester | 42.1123 | -72.0151 | NPCC | ISNE | ISO New England Inc. | Southbridge WWTF | 22 | NR | 2 | IPP Non-CHP |  | N |  | N |  | Y | 98-12-000 | N | X |  | New England Power Company | 13433 |  | 115 |  |  | Tennessee Gas Pipeline
55712 | BTEC Turbines LP | 55080 | New Albany Energy Facility | 1514 County Road 126 | New Albany | MS | 38652 | Union | 34.5408 | -88.9397 | SERC | TVA | Tennessee Valley Authority | New Albany city water | 22 | NR | 2 | IPP Non-CHP |  | N |  | N |  | Y | 99-85-000 | N | X |  | Tennessee Valley Authority | 18642 | MS | 500 |  |  | Columbia Gas
18642 | Tennessee Valley Authority | 55081 | Brownsville Peaking Power | 948 Beechgrove Rd | Brownsville | TN | 38012 | Haywood | 35.5438 | -89.198 | SERC | TVA | Tennessee Valley Authority |  | 22 | RE | 1 | Electric Utility |  | N |  | N |  | Y | 99-79-000 |  | X |  | Tennessee Valley Authority | 18642 | TN | 500 |  |  | ANR
4464 | Crockett Cogeneration | 55084 | Crockett Cogen Project | 550 Loring Avenue | Crockett | CA | 94525 | Contra Costa | 38.0569 | -122.2161 | WECC | CISO | California Independent System Operator |  | 22 | NR | 3 | IPP CHP |  | Y | 84-429-001 | N |  | N |  | N | X |  | Pacific Gas & Electric Co | 14328 | CA | 240 |  |  | PG&E Pipeline 105B
7667 | Gregory Power Partners LP | 55086 | Gregory Power Facility | TX Hwy 361 East @ SAC | Gregory | TX | 78359 | San Patricio | 27.8893 | -97.2584 | TRE | ERCO | Electric Reliability Council of Texas, Inc. | San Patricio Municipality | 22 | NR | 3 | IPP CHP |  | Y | 99-32-007 | N |  | N |  | N | X |  | AEP Texas Central Company | 3278 | TX | 345 |  |  | Kinder Morgan Sherwin Alumina Corporation
4254 | Consumers Energy Co | 55087 | Zeeland Generating Station | 425 Fairview Ave | Zeeland | MI | 49464 | Ottawa | 42.8206 | -85.9975 | RFC | MISO | Midcontinent Independent Transmission System Operator, Inc.. | Municipality | 22 | RE | 1 | Electric Utility |  | N |  | N |  | Y | 01-38-000 | Y | N | OP | ITC Transmission | 56068 | MI | 345 |  |  | ANR - Semco
4945 | Dearborn Industrial Gen Inc | 55088 | Dearborn Industrial Generation | 2400 Miller Road | Dearborn | MI | 48121 | Wayne | 42.3026 | -83.154 | RFC | MISO | Midcontinent Independent Transmission System Operator, Inc.. | Detroit River | 22 | NR | 3 | IPP CHP |  | Y | 01-570-000; 01-570-001 | N |  | Y | 00-142-000 | N | X |  | DTE Electric Company | 5109 | MI | 230 |  |  | DTE Gas Company
13914 | Occidental Chemical Corporation | 55089 | Taft Cogeneration Facility | 266 Highway 3142 | Hahnville | LA | 70057 | St Charles | 29.9888 | -90.4599 | SERC | MISO | Midcontinent Independent Transmission System Operator, Inc.. | Mississippi River | 325 | NR | 7 | Industrial CHP |  | Y | 00-64-000 | N |  | N |  | N | X |  | Entergy Louisiana LLC | 11241 | LA | 230 |  |  | Enlink, Gulf South and Acadian Pipeline
54900 | Stimson Lumber Company | 55090 | Plummer Cogen | 732 10th Street | Plummer | ID | 83851 | Benewah | 47.331 | -116.8904 | WECC | AVA | Avista Corporation | Wells | 22 | NR | 3 | IPP CHP |  | Y | 83306000 | N |  | N |  | Y | N | OP | Avista Corp | 20169 | ID | 13.8 |  |  | None
12501 | Midlothian Energy LLC | 55091 | Midlothian Energy Facility | 4601 Brookhollow Drive | Midlothian | TX | 76065 | Ellis | 32.4302 | -97.0537 | TRE | ERCO | Electric Reliability Council of Texas, Inc. |  | 22 | NR | 2 | IPP Non-CHP |  | N |  | N |  | N |  | N | X |  | Oncor Electric Delivery Company LLC | 44372 | TX | 345 |  |  | Atmos; Enterprise
57226 | MM Taunton Energy LLC | 55093 | MM Taunton Energy | 330 E.Britannie St. | Taunton | MA | 2780 | Bristol | 41.9231 | -71.0864 | NPCC | ISNE | ISO New England Inc. |  | 22 | NR | 2 | IPP Non-CHP |  | N |  | Y | 97-4-002 | N |  |  | X |  | City of Taunton | 18488 | MA | 13.8
57227 | MM San Diego Energy-Miramar | 55094 | MM San Diego-Miramar | 5244 Convoy Street | San Diego | CA | 92111 | San Diego | 32.8448 | -117.1627 | WECC | CISO | California Independent System Operator |  | 22 | NR | 3 | IPP CHP |  | Y | 96-23-001 | Y | 96-23-001 | N |  |  | X |  | San Diego Gas & Electric Co | 16609 | CA | 12.5
15343 | Portside Energy Corp | 55096 | Portside Energy | 6290 us hwy. 12 | Portage | IN | 46368 | PORTER | 41.6317 | -87.1728 | RFC | MISO | Midcontinent Independent Transmission System Operator, Inc.. | Lake Michigan | 22 | NR | 3 | IPP CHP |  | N |  | N |  | N |  | N | X |  | Northern Indiana Pub Serv Co | 13756 | IN | 138 |  |  | NIPSCO MWP/US Steel pipeline
10755 | Lamar Power Partners LP | 55097 | Lamar Power Project | 3205 FM 137 | Paris | TX | 75462 | Lamar | 33.6308 | -95.59 | TRE | ERCO | Electric Reliability Council of Texas, Inc. | Lake Pat Mayse | 22 | NR | 2 | IPP Non-CHP |  | N |  | N |  | Y | 99-119-000 | N | X |  | Oncor Electric Delivery Company LLC | 44372 | TX | 345 |  |  | Kinder Morgan North Texas Pipeline
6519 | Frontera Generation Limited Partnership | 55098 | Frontera Energy Center | 900 S. Goodwin Rd | Mission | TX | 78572 | Hidalgo | 26.208 | -98.3992 | TRE | ERCO | Electric Reliability Council of Texas, Inc. | Rio Grande | 22 | NR | 2 | IPP Non-CHP |  | N |  | N |  | Y | 99-90 | N | X |  | AEP Texas Central Company | 3278 | TX | 138 |  |  | Kinder Morgan Tejas
13886 | NRG Sterlington Power LLC | 55099 | NRG Sterlington Power | 268 Solvent Avenue | Sterlington | LA | 71280 | Ouachita | 32.6889 | -92.0811 | SERC | MISO | Midcontinent Independent Transmission System Operator, Inc.. | Municipality | 22 | NR | 2 | IPP Non-CHP |  | N |  | N |  | Y | 99-27-000 | N | X |  | Entergy Louisiana LLC | 11241 | LA | 115 |  |  | Gulf South Boardwalk
54821 | Rumford Power | 55100 | Rumford Power, Inc | 43 Industrial Park Road | Rumford | ME | 4276 | Oxford | 44.5303 | -70.5219 | NPCC | ISNE | ISO New England Inc. | Municipality | 22 | NR | 2 | IPP Non-CHP |  | N |  | N |  | Y | 00-20-80 | N | X |  | Central Maine Power Co | 3266 | ME | 115 |  |  | Portland Natural Gas (PNGTS)
3838 | CMS Generation MI Power LLC | 55101 | Kalamazoo River Generating Station | 6900 East Michigan Ave | Comstock | MI | 49011 | Kalamazoo | 42.2813 | -85.495 | RFC | MISO | Midcontinent Independent Transmission System Operator, Inc.. | Municipality | 22 | NR | 2 | IPP Non-CHP |  | N |  | N |  | Y | 99-23-000 | N | X |  | ITC Transmission | 56068 | MI | 138 |  |  | Consumers Energy Pipeline
3838 | CMS Generation MI Power LLC | 55102 | Livingston Generating Station | 155 North Townline Road | Gaylord | MI | 49753 | Otsego | 45.0304 | -84.7308 | RFC | MISO | Midcontinent Independent Transmission System Operator, Inc.. | Wells | 22 | NR | 2 | IPP Non-CHP |  | N |  | N |  | Y | 99-23-000 | N | X |  | ITC Transmission | 56068 | MI | 138 |  |  | DTE Gas Company
14372 | Pacific Klamath Energy Inc | 55103 | Klamath Cogeneration Plant | 4940 Hwy 97 South | Klamath Falls | OR | 97603 | Klamath | 42.1739 | -121.8106 | WECC | PACW | PacifiCorp - West | Municipality | 22 | NR | 3 | IPP CHP |  | N |  | N |  | N |  | N | X |  | Bonneville Power Administration | 1738 | OR | 550 |  |  | Transcanada pipeline
16668 | Sabine Cogen LP | 55104 | Sabine Cogen | 4647 FM 1006 | Orange | TX | 77630 | Orange | 30.0444 | -93.7714 | SERC | MISO | Midcontinent Independent Transmission System Operator, Inc.. | Sabine River | 22 | NR | 3 | IPP CHP |  | Y | 98-119-000 | N |  | N |  | N | X |  | Entergy Texas Inc. | 55937 | TX | 69 |  |  | Centana Intrastate Pipeline Company (CIPCO)
6832 | RISEC Opeating Services | 55107 | Rhode Island State Energy Center | 24 Shun Pike | Johnston | RI | 2919 | Providence | 41.8017 | -71.5186 | NPCC | ISNE | ISO New England Inc. | Municipality | 22 | NR | 2 | IPP Non-CHP |  | N |  | N |  | Y | 01-104-000 | N | X |  | National Grid Generation, LLC | 26751 |  | 115 |  |  | Tennessee Gas Pipline
16197 | Rocky Road Power LLC | 55109 | Rocky Road Power LLC | 1221 Power Drive | East Dundee | IL | 60118 | Kane | 42.0931 | -88.2397 | RFC | PJM | PJM Interconnection, LLC |  | 22 | NR | 2 | IPP Non-CHP |  | N |  | N |  | Y | 99-2157-00 | N | X |  | Commonwealth Edison Co | 4110 | IL | 138 |  |  | Nicor
15470 | Duke Energy Indiana, LLC | 55110 | Madison | 5657 Kennel Rd | Trenton | OH | 45067 | Butler | 39.4522 | -84.4647 | RFC | PJM | PJM Interconnection, LLC |  | 22 | RE | 1 | Electric Utility |  | N |  | N |  | N |  | N | X |  | Duke Energy Ohio Inc | 3542 | OH | 345 |  |  | Texas Eastern Transmission Co
3542 | Duke Energy Ohio Inc | 55111 | Vermillion Energy Facility | 2777 N. State Road 63 | Cayuga | IN | 47928 | Vermillion | 39.9223 | -87.4464 | RFC | MISO | Midcontinent Independent Transmission System Operator, Inc.. | Wells | 22 | RE | 1 | Electric Utility |  | N |  | N |  | Y | 00-108-000 | N | X |  | Duke Energy Indiana Inc | 15470 | IN | 345 |  |  | Texas Eastern Transmission Co
22650 | Calpine Corp-Sutter | 55112 | Sutter Energy Center | 5029 South Township Road | Yuba City | CA | 95993 | Sutter | 39.0531 | -121.6959 | WECC | WALC | Western Area Power Administration - Desert Southwest Region |  | 22 | NR | 2 | IPP Non-CHP |  | N |  | N |  | Y | 01-24-000 | N | X |  | WAPA-- Western Area Power Administration | 27000 | CA | 230 |  |  | CPN Calpine Pipeline
5416 | Duke Energy Carolinas, LLC | 55116 | Rockingham County CT Station | 240 Ernest Drive | Reidsville | NC | 27320 | Rockingham | 36.3297 | -79.8297 | SERC | DUK | Duke Energy Carolinas |  | 22 | RE | 1 | Electric Utility |  | N |  | N |  | Y | 99-16-000 | N | X |  | Duke Energy Carolinas, LLC | 5416 | NC | 230 |  |  | Piedmont Natural Gas
14306 | Eagle 2 US LLC | 55117 | RS Cogen | 1300 PPG Drive | Lake Charles | LA | 70602 | Calcasieu | 30.221 | -93.2992 | SERC | MISO | Midcontinent Independent Transmission System Operator, Inc.. | Sabine River | 325 | NR | 7 | Industrial CHP |  | Y | 00-32-000 | N |  | N |  | N | X |  | Entergy Gulf States - LA LLC | 55936 | LA | 230 |  |  | Targa, Gulf South, Chevron, PPG Pipeline/Varibus
1357 | BASF Corp | 55122 | NAFTA Region Olefins Complex Cogen Fac | Hwy 366 Gate 99 | Port Arthur | TX | 77643 | Jefferson | 29.9543 | -93.8836 | SERC | MISO | Midcontinent Independent Transmission System Operator, Inc.. | LNVA-Water Facility | 325 | NR | 7 | Industrial CHP |  | N |  | N |  | N |  | N | X |  | Entergy Gulf States - LA LLC | 55936 | LA | 230 |  |  | TOTAL GAS and POWER, HPL, Kinder Morgan, Sabine
2877 | Calpine Corp-Magic Valley | 55123 | Magic Valley Generating Station | 3333 N. McColl Rd. | Edinburg | TX | 78539 | Hidalgo | 26.3403 | -98.19 | TRE | ERCO | Electric Reliability Council of Texas, Inc. | Municipality | 22 | NR | 2 | IPP Non-CHP |  | N |  | N |  | Y | 00-3562-000 | N | X |  | AEP Texas Central Company | 3278 | TX | 138 |  |  | Enterprise (Gilmore Station), Kinder Morgan Texas, Kinder Morgan Tejas, Spectra Energy.
56090 | Star West Gen Griffith Energy LLC | 55124 | Griffith Energy LLC | 3375 West Navajo Drive | Kingman | AZ | 86402 | Mohave | 35.054 | -114.1333 | WECC | GRIF | Griffith Energy, LLC | Wells | 22 | NR | 2 | IPP Non-CHP |  | N |  | N |  | N |  | N | X |  | WAPA-- Western Area Power Administration | 27000 | AZ | 230 |  |  | El Paso and Transwestern
6017 | ESI Vansycle Partners LP | 55125 | Vansycle | 365 Touchet Gardena Road | Touchet | OR | 97835 | Umatilla | 45.9362 | -118.66 | WECC | BPAT | Bonneville Power Administration |  | 22 | NR | 2 | IPP Non-CHP | N | N |  | N |  | N |  | N | X |  | Bonneville Power Administration | 1738 | OR | 69.9
12568 | Milford Power Co LLC | 55126 | Milford Power Project | 55 Shelland Street | Milford | CT | 6460 | New Haven | 41.2244 | -73.0997 | NPCC | ISNE | ISO New England Inc. | Potable, Municipality | 22 | NR | 2 | IPP Non-CHP |  | N |  | N |  | Y | 99-29-000 | N | X |  | Connecticut Light & Power Co | 4176 | CT | 115 |  |  | Iroquois Gas Transmission
11569 | Manchief Power Co LLC | 55127 | Manchief Electric Generating Station | 14936 County Road 24 | Brush | CO | 80723 | Morgan | 40.2171 | -103.685 | WECC | PSCO | Public Service Company of Colorado | Municipality | 22 | NR | 2 | IPP Non-CHP |  | N |  | N |  | Y | 01-194-000 |  | X |  | Public Service Co of Colorado | 15466 | CO | 230 |  |  | Public Service Company of Colorado and XCEL Energy High Pressure Gas.
59415 | SEPG Operating Services, LLC Walton | 55128 | Walton County Power LLC | 920 Birch Street | Monroe | GA | 30656 | Walton | 33.8148 | -83.6954 | SERC | SOCO | Southern Company Services, Inc. - Trans | Municipality | 22 | NR | 2 | IPP Non-CHP |  | N |  | N |  | Y | 01-140-000 | N | X |  | Georgia Transmission Corp | 7197 | GA | 230 |  |  | Transco
16572 | Salt River Project | 55129 | Desert Basin | 1872 N. Burris Rd. | Casa Grande | AZ | 85193 | Pinal | 32.9042 | -111.7889 | WECC | AZPS | Arizona Public Service Company | Central Arizona Project Canal | 22 | RE | 1 | Electric Utility |  | N |  | N |  | N |  | N | X |  | Arizona Public Service Co | 803 | AZ | 230 |  |  | Transwestern Kinder-Morgan
57141 | Dynegy Kendall Energy LLC | 55131 | Kendall County Generation Facility | 1401 County Line Road | Minooka | IL | 60447 | Kendall | 41.4797 | -88.2581 | RFC | PJM | PJM Interconnection, LLC | Illinois River | 22 | NR | 2 | IPP Non-CHP |  | N |  | N |  | Y | 99-124-000 |  | X |  | Commonwealth Edison Co | 4110 | IL | 354 |  |  | ANR/TransCanada
18518 | Tenaska Gateway Partners Ltd | 55132 | Tenaska Gateway Generating Station | State Hwy 315 PO Box 697 | Mt. Enterprise | TX | 75681 | Rusk | 32.0178 | -94.6197 | TRE | ERCO | Electric Reliability Council of Texas, Inc. | Sabine River | 22 | NR | 2 | IPP Non-CHP |  | N |  | N |  | Y | 99-15-000 |  | X |  | Oncor Electric Delivery Company LLC | 44372 | TX | 345 |  |  | Kinder Morgan Tejas Pipeline LLC Enbridge Pipelines (E.Tx) LP
18981 | Thomson Corp | 55133 | Thomson Reuters Campus Bldg A-D | 610 Opperman Dr | Eagan | MN | 55123 | DAKOTA | 44.8196 | -93.1156 | MRO | MISO | Midcontinent Independent Transmission System Operator, Inc.. | Municipality | 323 | NR | 6 | Industrial Non-CHP |  | N |  | N |  | N |  | N | X |  | Dakota Electric Association | 25177 | MN | 13.8
20856 | Wisconsin Power & Light Co | 55135 | Alliant Energy Neenah | 200 County Road CB | Neenah | WI | 52601 | Winnebago | 44.1936 | -88.5064 | RFC | MISO | Midcontinent Independent Transmission System Operator, Inc.. |  | 22 | RE | 1 | Electric Utility |  | N |  | N |  | N |  | N | X |  | American Transmission Co | 659 | WI | 138 |  |  | ANR
16604 | City of San Antonio - (TX) | 55137 | Rio Nogales Power Project | 711 Rio Nogales Drive | Seguin | TX | 78155 | Guadalupe | 29.5931 | -97.9732 | TRE | ERCO | Electric Reliability Council of Texas, Inc. | Municipality | 22 | RE | 1 | Electric Utility |  | N |  | N |  | Y | 00-215-000 | N | X |  | Lower Colorado River Authority | 11269 |  | 345 |  |  | Mark West Pinnacle
17555 | South Eastern Elec Devt Corp | 55138 | Lee County | 215 Lee County Road 315 | Smiths | AL | 36877 | LEE | 32.541 | -85.0389 | SERC | SOCO | Southern Company Services, Inc. - Trans |  | 22 | NR | 2 | IPP Non-CHP |  | N |  | N |  | Y | 99-11-000 | N | X |  | Georgia Transmission Corp | 7197 |  | 230 |  |  | Southern Natural Gas
6035 | Exelon Power | 55139 | Wolf Hollow I LP | 9201 Wolf Hollow Court | Granbury | TX | 76048 | Hood | 32.3342 | -97.7317 | TRE | ERCO | Electric Reliability Council of Texas, Inc. | Lake Granbury | 22 | NR | 2 | IPP Non-CHP |  | N |  | N |  | Y | 01-111-000 |  | X |  | Oncor Electric Delivery Company LLC | 44372 | TX | 345 |  |  | Enterprise Texas Pipeline Energy Transfer Fuel
13994 | Oglethorpe Power Corporation | 55141 | Hawk Road Facility | 624 Hawk Rd | Franklin | GA | 30217 | Heard | 33.3585 | -84.9914 | SERC | SOCO | Southern Company Services, Inc. - Trans | Heard County Water Authority | 22 | RE | 1 | Electric Utility |  | N |  | N |  | Y | 99-210-000 |  | X |  | Georgia Transmission Corp | 7197 | GA | 500 |  |  | TRANSCO
1074 | Hays Energy, LLC | 55144 | Hays Energy Project | 1601 Francis Harris Ln | San Marcos | TX | 78666 | Hays | 29.7806 | -97.9894 | TRE | ERCO | Electric Reliability Council of Texas, Inc. | GBRA/City of San Marcos | 22 | NR | 2 | IPP Non-CHP |  | N |  | N |  | N |  | N | X |  | Lower Colorado River Authority | 11269 |  | 345 |  |  | Energy Transfer and Enterprise
7597 | Green Country OP Services LLC | 55146 | Green Country Energy LLC | 12307 S. Florence Ave. | Jenks | OK | 74037 | Tulsa | 35.9833 | -95.9346 | SPP | SWPP | Southwest Power Pool | Municipality | 22 | NR | 2 | IPP Non-CHP |  | N |  | N |  | Y | 99-149-000 | N | X |  | Public Service Co of Oklahoma | 15474 | OK | 345 |  |  | Enable Midstream Partners Line 37
9267 | Hoosier Energy R E C, Inc | 55148 | Worthington Generation LLC | 3 Mi S of Worthington, Hwy 57 | Worthington | IN | 47471 | Greene | 39.0708 | -87.0128 | RFC | MISO | Midcontinent Independent Transmission System Operator, Inc.. | Wells | 22 | RE | 1 | Electric Utility |  | N |  | N |  | N |  | N | X |  | Hoosier Energy R E C, Inc | 9267 |  | 138 |  |  | Texas Gas
10576 | Lake Road Generating Co LP | 55149 | Lake Road Generating Plant | 56 Alexander Parkway | Dayville | CT | 6241 | Windham | 41.872 | -71.8958 | NPCC | ISNE | ISO New England Inc. | Dry Cooling | 22 | NR | 2 | IPP Non-CHP |  | N |  | N |  | Y | 99-67-000 | N | X |  | United Illuminating Co | 19497 | CT | 345 |  |  | Algonquin Pipeline
26853 | La Paloma Generating Co LLC | 55151 | La Paloma Generating LLC | 1760 West Skyline Road | McKittrick | CA | 93251 | Kern | 35.2956 | -119.5919 | WECC | CISO | California Independent System Operator | Municipality | 22 | NR | 2 | IPP Non-CHP |  | N |  | N |  | Y | 00-75-000 | N | X |  | Pacific Gas & Electric Co | 14328 | CA | 230 |  |  | Mojave El Paso Pipeline
3790 | BF ATL Realty Services LLC | 55152 | Bank of America Plaza | 600 Peachtree Street N. E. | Atlanta | GA | 30308 | Fulton | 33.7708 | -84.3861 | SERC | SOCO | Southern Company Services, Inc. - Trans |  | 53 | NR | 4 | Commercial Non-CHP |  | N |  | N |  | N |  | N | X |  | Georgia Power Co | 7140 | GA | 19.8
57045 | Guadalupe Power Partners LP | 55153 | Guadalupe Generating Station | 5740 Weil Road | Marion | TX | 78124 | Guadalupe | 29.6244 | -98.1419 | TRE | ERCO | Electric Reliability Council of Texas, Inc. | Lake Dunlap | 22 | NR | 2 | IPP Non-CHP |  | N |  | N |  | Y | 98-100-000 | N | X |  | Lower Colorado River Authority | 11269 |  | 345 |  |  | DCP Midstream and Energy Transfer OASIS
11269 | Lower Colorado River Authority | 55154 | Lost Pines 1 Power Project | 256 Power Plant Road | Bastrop | TX | 78602 | Bastrop | 30.1478 | -97.2714 | TRE | ERCO | Electric Reliability Council of Texas, Inc. | Lake Bastrop | 22 | RE | 1 | Electric Utility |  | N |  | N |  | N |  | N | X |  | Austin Energy | 1015 | TX | 345 |  |  | ETC Texas Pipeline Enterprise Texas P/L
57229 | MM Albany Energy LLC | 55155 | MM Albany Energy | 525 Rapp Road | Albany | NY | 12205 | Albany | 42.7044 | -73.8509 | NPCC | NYIS | New York Independent System Operator |  | 22 | NR | 2 | IPP Non-CHP |  | N |  | Y | 97-3-002 | N |  |  | X |  | Niagara Mohawk Power Corp. | 13573 | NY | 34.5
57230 | MM Prince William Energy LLC | 55156 | MM Prince William Energy | 14811 Dumfries Road | Manassas | VA | 20112 | Prince William | 38.6383 | -77.4147 | SERC | PJM | PJM Interconnection, LLC |  | 22 | NR | 2 | IPP Non-CHP |  | N |  | N |  | Y | 97-118-00; '99-19-000 |  | X |  | Northern Virginia Elec Coop | 13640 | VA | 12.4
57232 | MM Lopez Energy LLC | 55161 | MM Lopez Energy | 11950 Lopez Canyon Road | Lake View Terrace | CA | 91342 | Los Angeles | 34.2925 | -118.3894 | WECC | CISO | California Independent System Operator |  | 22 | NR | 2 | IPP Non-CHP |  | N |  | Y | 95-336-001 | N |  |  | X |  | Southern California Edison Co | 17609 | CA | 16
57233 | MM Tomoka Farms Energy LLC | 55162 | MM Tomoka Farms Energy | 1990 Tomoka Farms Rd | Daytona Beach | FL | 32128 | Volusia | 29.0969 | -81.0689 | FRCC | FPL | Florida Power & Light Company |  | 22 | NR | 2 | IPP Non-CHP |  | N |  | Y | 96-83-001 | N |  |  | X |  | Florida Power & Light Co | 6452 | FL | 13.8
59630 | DeltaPro Energy Inc | 55163 | MM Hartford Energy | 30 Jennings Road | Hartford | CT | 6162 | Hartford | 41.7861 | -72.6544 | NPCC | ISNE | ISO New England Inc. |  | 22 | NR | 2 | IPP Non-CHP |  | N |  | Y | 96-60-002 | N |  |  | X |  | Connecticut Light & Power Co | 4176 | CT | 25
5580 | East Kentucky Power Coop, Inc | 55164 | Bluegrass Generating Station | 3095 Commerce Pkwy | LaGrange | KY | 40031 | Oldham | 38.3902 | -85.4133 | SERC | LGEE | LG&E and KU Services Company as agent for Louisville Gas and Electric Company and Kentucky Utilities | Oldham County Water District | 22 | RE | 1 | Electric Utility |  | N |  | N |  | Y | 02-35-000 | N | X |  | Louisville Gas & Electric Co | 11249 | KY | 345 |  |  | Texas Gas Transmission, LLC
11241 | Entergy Louisiana LLC | 55165 | Calcasieu | 1519 Davison Road | Sulphur | LA | 70665 | Calcasieu | 30.1608 | -93.345 | SERC | MISO | Midcontinent Independent Transmission System Operator, Inc.. |  | 22 | RE | 1 | Electric Utility |  | N |  | N |  | Y | 00-77-000 | N | X |  | Entergy Louisiana LLC | 11241 | LA | 230 |  |  | Gulf South Pipeline, Sabine Pipeline
54810 | Broad River Energy LLC | 55166 | Broad River Energy Center | 1124 Victory Trail Road | Gaffney | SC | 29340 | Cherokee | 35.0786 | -81.575 | SERC | DUK | Duke Energy Carolinas | Municipality | 22 | NR | 2 | IPP Non-CHP |  | N |  | N |  | N |  | N | X |  | Duke Energy Carolinas, LLC | 5416 | SC | 230 |  |  | Transco
49768 | Bastrop Energy Partners, LP | 55168 | Bastrop Energy Center | 125 Old Bastrop Road | Cedar Creek | TX | 78602 | Bastrop | 30.1458 | -97.55 | TRE | ERCO | Electric Reliability Council of Texas, Inc. | Colorado River | 22 | NR | 2 | IPP Non-CHP |  | N |  | N |  | N |  | N | X |  | Lower Colorado River Authority | 11269 |  | 345 |  |  | Enterprise, Kinder Morgan
88 | Granite Ridge Energy LLC | 55170 | Granite Ridge | 21 North Wentworth Avenue | Londonderry | NH | 3053 | Rockingham | 42.9042 | -71.4261 | NPCC | ISNE | ISO New England Inc. | City of Manchester POTW | 22 | NR | 2 | IPP Non-CHP |  | N |  | N |  | Y | 00-78-000 |  | X |  | Public Service Co of NH | 15472 | NH | 230 |  |  | Tennessee Gas Pipeline Liberty Utilities
55899 | Calpine Bosque Energy Center LLC | 55172 | Bosque County Peaking | PO Box 5436 | Laquna Park | TX | 76644 | Bosque | 31.8594 | -97.3586 | TRE | ERCO | Electric Reliability Council of Texas, Inc. | Brazos River | 22 | NR | 2 | IPP Non-CHP |  | N |  | N |  | Y | 99-235-000 |  | X |  | Brazos Electric Power Coop Inc | 2172 |  | 345 | 138 |  | MarkWest Pinnacle-Whitney 1
3265 | Cleco Power LLC | 55173 | Acadia Energy Center | 30385 Crowley-Eunice Hwy | Eunice | LA | 70535 | Acadia | 30.4286 | -92.4131 | SPP | MISO | Midcontinent Independent Transmission System Operator, Inc.. | Wells | 22 | RE | 1 | Electric Utility |  | N |  | N |  | N |  | N | X |  | Cleco Power LLC | 3265 | LA | 230 |  |  | ANR Pipeline Florida Gas Transmission
49791 | Eastman Cogeneration LP | 55176 | Eastman Cogeneration Facility | Bldg 121, 2290 Callahan Road | Longview | TX | 75602 | Harrison | 32.4481 | -94.6903 | SPP | SWPP | Southwest Power Pool | Ferguson Lake | 22 | NR | 3 | IPP CHP |  | Y | 01-080-000 | N |  | N |  |  | X |  | Southwestern Electric Power Co | 17698 | TX | 138 |  |  | Enbridge LP, Gulf South Pipeline, Kinder Morgan Tejas Pipeline LLC
50157 | South Point Energy Center LLC | 55177 | South Point Energy Center | 3779 Courtwright Rd. | Mohave Valley | AZ | 86440 | Mohave | 34.8678 | -114.5317 | WECC | WALC | Western Area Power Administration - Desert Southwest Region | Colorado River | 22 | NR | 2 | IPP Non-CHP |  | N |  | N |  | Y | 01-309-000 | N | X |  | WAPA-- Western Area Power Administration | 27000 | AZ | 230 |  |  | Trans Western Pipeline
54915 | Dogwood Power Management, LLC | 55178 | Dogwood Energy Facility | 25111 E 175th Street | Pleasant Hill | MO | 64080 | Cass | 38.7931 | -94.3006 | SPP | SWPP | Southwest Power Pool | Municipality | 22 | NR | 2 | IPP Non-CHP |  | N |  | N |  | Y | 99-141-000 | N | X |  | Kansas City Power & Light Co | 10000 | MO | 161 |  |  | Williams Southern Star Panhandle Eastern
15708 | Rathdrum Operating Services Co., Inc. | 55179 | Rathdrum Power LLC | 9924 West Lancaster Road | Rathdrum | ID | 83858 | Kootenai | 47.7858 | -116.9203 | WECC | AVA | Avista Corporation | Well | 22 | NR | 2 | IPP Non-CHP |  | N |  | N |  | Y | 99-142-000 | N | X |  | Bonneville Power Administration | 1738 | ID | 230 |  |  | Gas Transmission Northwest
18320 | Sunrise Power Co LLC | 55182 | Sunrise Power LLC | 12857 Sunrise Road | Fellows | CA | 93224 | Kern | 35.2097 | -119.585 | WECC | CISO | California Independent System Operator | Municipality | 22 | NR | 2 | IPP Non-CHP |  | N |  | N |  | N |  |  | X |  | Pacific Gas & Electric Co | 14328 | CA | 232 |  |  | Kern River Gas Transmission Company
49893 | Invenergy Services LLC | 55183 | Nelson Energy Center | 1311 Nelson Road | Rock Falls | IL | 61071 | Lee | 41.7744 | -89.6072 | RFC | PJM | PJM Interconnection, LLC | Rock River | 22 | NR | 2 | IPP Non-CHP |  | N |  | N |  | N |  | N | X |  | Commonwealth Edison Co | 4110 | IL | 345 |  |  | Natural Gas Pipeline of America
24536 | Aera Energy LLC-San Ardo | 55184 | Aera San Ardo Cogen Facility | 66893 Sargent Canyon Rd. | San Ardo | CA | 93450 | MONTEREY | 35.9533 | -120.86 | WECC | CISO | California Independent System Operator |  | 211 | NR | 7 | Industrial CHP |  | N |  | N |  | N |  | N | X |  | Pacific Gas & Electric Co | 14328 | CA | 12.47 |  |  | San Ardo Pipeline
164 | AERA Energy LLC | 55185 | Aera South Belridge Cogen Facility | Highway 33 and Lost Hills Rd | McKittrick | CA | 93251 | Kern | 35.4292 | -119.6864 | WECC | CISO | California Independent System Operator |  | 211 | NR | 7 | Industrial CHP |  | N |  | N |  | N |  |  | X |  | Pacific Gas & Electric Co | 14328 | CA | 115
56380 | EIF Channelview Cogeneration LLC | 55187 | Channelview Cogeneration Plant | 8580 Sheldon Road | Channelview | TX | 77049 | Harris | 29.837 | -95.1217 | TRE | ERCO | Electric Reliability Council of Texas, Inc. | Lyondell Bassel Chemicals | 22 | NR | 3 | IPP CHP |  | Y | 01-86-003 | N |  | N |  | N | X |  | CenterPoint Energy | 8901 | TX | 345 | 138 |  | Houston Pipe Line Company, LP Kinder Morgan Texas Pipeline, LLC Kinder Mogrgan Tejas Pipeline, LLC
4210 | Cordova Energy Co LLC | 55188 | Cordova Energy | 24712 192nd Ave. North | Cordova | IL | 61242 | Rock Island | 41.7122 | -90.2797 | RFC | PJM | PJM Interconnection, LLC | Wells | 22 | NR | 2 | IPP Non-CHP |  | N |  | N |  | Y | 99-93-000 | N | X |  | MidAmerican Energy Co | 12341 | IL | 345 |  |  | MidAmerican Energy Nitrin line
50096 | NRG Florida LP | 55192 | Osceola (FL) | 5200 Holopaw Road | St. Cloud | FL | 34773 | Osceola | 28.1289 | -81.0978 | FRCC | FPC | Progress Energy Florida | St Johns Water Mgmt District | 22 | NR | 2 | IPP Non-CHP |  | N |  | N |  | Y | 09-209-000 | N | X |  | Duke Energy Florida, Inc | 6455 | FL | 237 |  |  | FGT
55649 | Ontelaunee Energy Center | 55193 | Ontelaunee Energy Center | 5115 Pottsville Pike | Reading | PA | 19605 | Berks | 40.4219 | -75.9356 | RFC | PJM | PJM Interconnection, LLC | Reading Water Authority | 22 | NR | 2 | IPP Non-CHP |  | N |  | N |  | Y | 01-24-000 | N | X |  | Metropolitan Edison Co | 12390 | PA | 230 |  |  | Spectra Energy
23279 | Allegheny Energy Supply Co LLC | 55196 | FirstEnergy Springdale 1 & 2 | Butler Street Ext | Springdale | PA | 15144 | Allegheny | 40.5467 | -79.7683 | RFC | PJM | PJM Interconnection, LLC | Municipality - Springdale Boro | 22 | NR | 2 | IPP Non-CHP |  | N |  | N |  | Y | 99-145-000 | N | X |  | West Penn Power Company | 20387 | PA | 138 |  |  | Dominion Transmission Pipeline
18642 | Tennessee Valley Authority | 55197 | Caledonia | 255 Lone Oak Rd. | Steens | MS | 39766 | Lowndes | 33.6464 | -88.2717 | SERC | TVA | Tennessee Valley Authority | Municipality | 22 | RE | 1 | Electric Utility |  | N |  | N |  | Y | 01-137-000 |  | X |  | Tennessee Valley Authority | 18642 | MS | 500 |  |  | Tennessee Gas Pipeline
16124 | Riverside Generating Co LLC | 55198 | Riverside Generating LLC | 25038 Hwy 23 | Catlettsburg | KY | 41129 | Lawrence | 38.1917 | -82.6046 | RFC | PJM | PJM Interconnection, LLC | Big Sandy Water District | 22 | NR | 2 | IPP Non-CHP |  | N |  | N |  | Y | 00-99-000; '02-36-000 | N | X |  | Kentucky Power Co | 22053 | KY | 345 |  |  | Tennessee Gas Pipeline
5259 | Elwood Energy LLC | 55199 | Elwood Energy LLC | 24391 Patterson RD | Elwood | IL | 60421 | Will | 41.4388 | -88.1236 | RFC | PJM | PJM Interconnection, LLC |  | 22 | NR | 2 | IPP Non-CHP |  | N |  | N |  | Y | 99-67-000 |  | X |  | Commonwealth Edison Co | 4110 | IL | 345 |  |  | Northern Border Pipeline
58517 | SWG Arapahoe, LLC | 55200 | Arapahoe Combustion Turbine Project | 2601 South Platte River Road | Denver | CO | 80223 | Denver | 39.6692 | -105.0018 | WECC | PSCO | Public Service Company of Colorado | Denver Water Department | 22 | NR | 2 | IPP Non-CHP |  | N |  | N |  | Y | 00-118-000 | N | X |  | Public Service Co of Colorado | 15466 | CO | 115 |  |  | Public Service Company of Colorado
59371 | Mainline Generation LLC | 55201 | Gibson City Energy Center LLC | 545 N. Jordan Dr. | Gibson City | IL | 60936 | Ford | 40.4705 | -88.3987 | SERC | MISO | Midcontinent Independent Transmission System Operator, Inc.. |  | 22 | NR | 2 | IPP Non-CHP |  | N |  | N |  | Y | 14,9 | N | X |  | Ameren Illinois Company | 56697 | IL | 138 |  |  | NGPL
19436 | Union Electric Co - (MO) | 55202 | Pinckneyville | 4646 White Walnut Road | Pinckneyville | IL | 62274 | Perry | 38.1114 | -89.3467 | SERC | MISO | Midcontinent Independent Transmission System Operator, Inc.. |  | 22 | RE | 1 | Electric Utility |  | N |  | N |  | N |  |  | X |  | Ameren Illinois Company | 56697 | IL | 230 |  |  | Natural Gas Pipeline (NGPL)
15222 | Ponnequin Acquisitions, LLC | 55203 | Ponnequin Phase 1 | Interstate 15 Exit 1 | Close to Cheyenne WY | CO | 82001 | Weld | 40.9962 | -104.8249 | WECC | PSCO | Public Service Company of Colorado |  | 22 | NR | 2 | IPP Non-CHP |  | N |  | Y | 98-44-000 | N |  |  | X |  | Public Service Co of Colorado | 15466 | CO | 115
19436 | Union Electric Co - (MO) | 55204 | Kinmundy | 2816 Kinoka Road | Patoka | IL | 62854 | Marion | 38.7619 | -89.0128 | SERC | MISO | Midcontinent Independent Transmission System Operator, Inc.. |  | 22 | RE | 1 | Electric Utility |  | N |  | N |  | N |  |  | X |  | Union Electric Co - (MO) | 19436 | MO | 138 |  |  | Natural Gas Pipeline (NGPL)
4383 | Corpus Christi Cogeneration LLC | 55206 | Corpus Christi Energy Center | 3952 Buddy Lawrence Drive | Corpus Christi | TX | 78407 | Nueces | 27.8139 | -97.4283 | TRE | ERCO | Electric Reliability Council of Texas, Inc. | Corpus Christi Ship Channel | 22 | NR | 3 | IPP CHP |  | Y | 98-39-000 | N |  | N |  | N | X |  | AEP Texas Central Company | 3278 | TX | 138 |  |  | Southcross
1415 | SWG Colorado LLC | 55207 | Valmont Combustion Turbine Project | 1800 N 63rd | Boulder | CO | 80302 | BOULDER | 40.0205 | -105.2009 | WECC | PSCO | Public Service Company of Colorado | Hill Crest Reservoir | 22 | NR | 2 | IPP Non-CHP |  | N |  | N |  | Y | 00-118-000 | N | X |  | Public Service Co of Colorado | 15466 | CO | 115 |  |  | Public Service Company of Colorado. Units 7 & 8 High Pressure Gas 1800 N 63rd Boulder, CO 80301
59496 | Allete Clean Energy | 55208 | Lake Benton I | Highway 14 | Lake Benton | MN | 56149 | Lincoln | 44.2917 | -96.375 | MRO | MISO | Midcontinent Independent Transmission System Operator, Inc.. |  | 22 | NR | 2 | IPP Non-CHP |  | N |  | N |  | Y | 97-86-000 |  | X |  | Northern States Power Co - Minnesota | 13781 | MN | 34.5
15473 | Public Service Co of NM | 55210 | Afton Generating Station | 10100 West Afton Road | La Mesa | NM | 88044 | Dona Ana | 32.1142 | -106.8465 | WECC | PNM | Public Service Company of New Mexico | Wells | 22 | RE | 1 | Electric Utility |  | N |  | N |  | N |  | N | X |  | Public Service Co of NM | 15473 | NM | 345 |  |  | El Paso Natural
641 | ANP Bellingham Energy Company LLC | 55211 | ANP Bellingham Energy Project | 155 Maple Street | Bellingham | MA | 2019 | Norfolk | 42.1106 | -71.4535 | NPCC | ISNE | ISO New England Inc. |  | 22 | NR | 2 | IPP Non-CHP |  | N |  | N |  | Y | 00-125-000 |  | X |  | National Grid Generation, LLC | 26751 |  | 345 |  |  | Algonquin
656 | ANP Blackstone Energy Company LLC | 55212 | ANP Blackstone Energy Project | 204 Elm Street | Blackstone | MA | 1504 | Worcester | 42.0599 | -71.5158 | NPCC | ISNE | ISO New England Inc. |  | 22 | NR | 2 | IPP Non-CHP |  | N |  | N |  | Y | 00-126-000 |  | X |  | NSTAR Electric Company | 54913 | MA | 345 |  |  | Tennessee Gas. Zone 6
14298 | Odessa-Ector Power Partners LP | 55215 | Odessa Ector Generating Station | 2200 I-20 East | Odessa | TX | 79766 | Ector | 31.8403 | -102.3264 | TRE | ERCO | Electric Reliability Council of Texas, Inc. | Wells | 22 | NR | 2 | IPP Non-CHP |  | N |  | N |  | Y | 99-242-000 | N | X |  | Oncor Electric Delivery Company LLC | 44372 | TX | 345 |  |  | El Paso Natural Gas Co. Enterprise Products Operating, LLC Oneok WesTex Transmission, LLC
54755 | Morris Cogeneration LLC | 55216 | Morris Cogeneration LLC | 8805 N Tabler Rd. | Morris | IL | 60450 | Grundy | 41.4119 | -88.3328 | RFC | PJM | PJM Interconnection, LLC | Wells | 22 | NR | 3 | IPP CHP |  | Y | 97-140-000 | N |  | N |  | N | X |  | Commonwealth Edison Co | 4110 | IL | 140 |  |  | Gulf Coast
2843 | Los Medanos Energy Center LLC | 55217 | Los Medanos Energy Center | PO BOX 551, 750 East Third St. | Pittsburg | CA | 94565 | Contra Costa | 38.0301 | -121.873 | WECC | CISO | California Independent System Operator | Delta Diablo Sanitation Dist | 22 | NR | 3 | IPP CHP |  | Y | 01-14-000 | N |  | N |  | N | X |  | Pacific Gas & Electric Co | 14328 | CA | 115 |  |  | PG&E Natural Gas Pipeline 401
12685 | Entergy Mississippi Inc | 55218 | Hinds Energy Facility | 3889 Beasley Road | Jackson | MS | 39213 | Hinds | 32.379 | -90.2199 | SERC | MISO | Midcontinent Independent Transmission System Operator, Inc.. | Wells | 22 | RE | 1 | Electric Utility |  | N |  | N |  | Y | 01-65-000 | N | X |  | Entergy Mississippi Inc | 12685 | MS | 236 |  |  | Spectra Energy
12685 | Entergy Mississippi Inc | 55220 | Attala | 2261Attala Road 4969 | Sallis | MS | 39160 | Attala | 33.0147 | -89.6753 | SERC | MISO | Midcontinent Independent Transmission System Operator, Inc.. | Big Black River | 22 | RE | 1 | Electric Utility |  | N |  | N |  | Y | 01-74-000 | N | X |  | Entergy Mississippi Inc | 12685 | MS | 500 |  |  | Texas Eastern, Texas Gas
807 | Arkansas Electric Coop Corp | 55221 | Harry L. Oswald | 17400 Hwy 365 | Little Rock | AR | 72206 | Pulaski | 34.5923 | -92.2166 | SERC | MISO | Midcontinent Independent Transmission System Operator, Inc.. | Municipality | 22 | RE | 1 | Electric Utility |  | N |  | N |  | N |  | N | X |  | Entergy Arkansas Inc | 814 | AR | 500 |  |  | Natural Gas Pipeline of America
50094 | Lincoln Generating Facility LLC | 55222 | Lincoln Generating Facility | 27150 S. Kankakee St. | Manhattan | IL | 60442 | Will | 41.3933 | -87.9436 | RFC | PJM | PJM Interconnection, LLC | Wells | 22 | NR | 2 | IPP Non-CHP |  | N |  | N |  | Y | 00-80-000 |  | X |  | Commonwealth Edison Co | 4110 | IL | 354 |  |  | Norther Border Pipeline
5761 | Ennis Power Company LLC | 55223 | Ennis Power Company LLC | 4001 West Ennis Avenue | Ennis | TX | 75119 | Ellis | 32.32 | -96.675 | TRE | ERCO | Electric Reliability Council of Texas, Inc. | City of Ennis WWT | 22 | NR | 2 | IPP Non-CHP |  | N |  | N |  | Y | 99-108-000 | N | X |  | Oncor Electric Delivery Company LLC | 44372 | TX | 138 |  |  | Enterprise Texas Pipeline LLC; Atmos Pipeline Texas; Energy Transfer Fuel LP
15470 | Duke Energy Indiana, LLC | 55224 | Wheatland Generating Facility | 480 North Hall Road | Wheatland | IN | 47597 | Knox | 38.6716 | -87.2931 | RFC | MISO | Midcontinent Independent Transmission System Operator, Inc.. | Black Beauty Lake | 22 | RE | 1 | Electric Utility |  | N |  | N |  | Y | 00-79-000 | N | X |  | Duke Energy Indiana Inc | 15470 | IN | 345 |  |  | Midwestern Gas Transmission
2897 | Oneta Power LLC | 55225 | Oneta Energy Center | 25142 East 105th ST. South | Broken Arrow | OK | 74014 | Wagoner | 36.0119 | -95.6967 | SPP | SWPP | Southwest Power Pool | Municipality | 22 | NR | 2 | IPP Non-CHP |  | N |  | N |  | Y | 00-114-000 | N | X |  | Public Service Co of Oklahoma | 15474 | OK | 345 |  |  | Enable Midstream Line # 36
6763 | Freestone Power Generation LLC | 55226 | Freestone Energy Center | 1366 FM 488 | Fairfield | TX | 75840 | Freestone | 31.8907 | -96.1131 | TRE | ERCO | Electric Reliability Council of Texas, Inc. | Richland Chambers Resovoir | 22 | NR | 2 | IPP Non-CHP |  | N |  | N |  | N |  | N | X |  | Oncor Electric Delivery Company LLC | 44372 | TX | 345 |  |  | Mojave Pipeline Operating Company
5302 | AES Ohio Generation LLC | 55227 | Hardinsburg Electric Generating Station | NA | NA | KY | 40143 | Breckinridge | 37.7667 | -86.5439 | RFC |  |  |  | 22 | NR | 2 | IPP Non-CHP |  | N |  | N |  | N |  | N | X
7004 | Buckeye Power, Inc | 55228 | Greenville Electric Generating Station | 5119 Sebring Warner Road | Greenville | OH | 45331 | Darke | 40.0758 | -84.6151 | RFC | PJM | PJM Interconnection, LLC |  | 22 | RE | 1 | Electric Utility |  | N |  | N |  | Y | 04-76-000 | N | X |  | Dayton Power & Light Co | 4922 | OH | 69 |  |  | Vectren Energy Delivery of Ohio
5302 | AES Ohio Generation LLC | 55229 | Montpelier Electric Generating Station | 8495 South 450 West | Poneto | IN | 46781 | Wells | 40.6206 | -85.3057 | RFC | MISO | Midcontinent Independent Transmission System Operator, Inc.. |  | 22 | NR | 2 | IPP Non-CHP |  | N |  | N |  | Y | 04-76-000 | N | X |  | Indiana Michigan Power Co | 9324 | IN | 345 |  |  | Panhandle
2172 | Brazos Electric Power Coop Inc | 55230 | Jack County | 3844 Henderson Ranch rd. | Bridgeport | TX | 76426 | Wise | 33.101 | -97.9574 | TRE | ERCO | Electric Reliability Council of Texas, Inc. | Lake Bridgeport | 22 | RE | 1 | Electric Utility |  | N |  | N |  | N |  | Y | Y | OP | Oncor Electric Delivery Company LLC | 44372 | TX | 345 | 138 |  | Devon; NGPL; ETF; Enterprise; Worsham; Atmos
27031 | Liberty Electric Power LLC | 55231 | Liberty Electric Power Plant | 1000 Industrial Highway | Eddystone | PA | 19022 | Delaware | 39.8614 | -75.3358 | RFC | PJM | PJM Interconnection, LLC | Municipality | 22 | NR | 2 | IPP Non-CHP |  | N |  | N |  | Y | 00-21-000 |  | X |  | PECO Energy Co | 14940 | PA | 238 |  |  | Teaxas Eastern Transmission, LP
18642 | Tennessee Valley Authority | 55232 | Marshall Energy Facility | 6264 Industrial Parkway | Calvert City | KY | 42029 | Marshall | 37.0286 | -88.3958 | SERC | TVA | Tennessee Valley Authority |  | 22 | RE | 1 | Electric Utility |  | N |  | N |  | Y | 02-48-000 |  | X |  | Tennessee Valley Authority | 18642 | KY | 161 |  |  | Texas Gas Pipeline
8027 | Handsome Lake Energy LLC | 55233 | Handsome Lake Energy LLC | 173 Complanter Lane | Kennerdell | PA | 16374 | Venango | 41.2908 | -79.8061 | RFC | PJM | PJM Interconnection, LLC | Wells | 22 | NR | 2 | IPP Non-CHP |  | N |  | N |  | Y | 00-18-000; '01-18-000 |  | X |  | Pennsylvania Electric Co | 14711 | PA | 345 |  |  | National Fuel Supply Corp.
19436 | Union Electric Co - (MO) | 55234 | Audrain Generating Station | 40897 Highway P | Vandalia | MO | 63382 | Audrain | 39.3092 | -91.5369 | SERC | MISO | Midcontinent Independent Transmission System Operator, Inc.. | municipality | 22 | RE | 1 | Electric Utility |  | N |  | N |  | Y | 01-150-000 |  | X |  | Union Electric Co - (MO) | 19436 | MO | 345 |  |  | Panhandle Eastern Pipeline (PEPL)
59921 | Dynegy Lee Energy Facility | 55236 | Lee Energy Facility | 1674 Red Brick Rd. | Dixon | IL | 61021 | Lee | 41.8287 | -89.4054 | RFC | PJM | PJM Interconnection, LLC | Well | 22 | NR | 2 | IPP Non-CHP |  | N |  | N |  | Y | 01-37-000 | N | X |  | Commonwealth Edison Co | 4110 | IL | 345 |  |  | Natural Gas Pipeline Company of America; as subsidiary of Kinder Morgan
54885 | NRG Wholesale Generation LP | 55237 | Energy Shelby County | Centerline Road 344A Route 1 | Neoga | IL | 62447 | Shelby | 39.2794 | -88.4772 | SERC | MISO | Midcontinent Independent Transmission System Operator, Inc.. | City Of Neoga, Lake Matton | 22 | NR | 2 | IPP Non-CHP |  | N |  | N |  | Y | 04-77-000 | N | X |  | Ameren Illinois Company | 56697 | IL | 138 |  |  | Trunkline Gas Company, LLC
9262 | Indeck Operations Inc | 55238 | NRG Rockford I | 136 Harrison Ave | Rockford | IL | 61104 | Winnebago | 42.2386 | -89.1012 | RFC | PJM | PJM Interconnection, LLC |  | 22 | NR | 2 | IPP Non-CHP |  | N |  | N |  | N |  | N | X |  | Commonwealth Edison Co | 4110 | IL | 138 |  |  | Nicor Gas & NGPL
22131 | Red Oak Operating Services LLC | 55239 | Red Oak Power LLC | 832 Red Oak Lane | Sayerville | NJ | 8872 | Middlesex | 40.4487 | -74.3489 | RFC | PJM | PJM Interconnection, LLC | Municipality | 22 | NR | 2 | IPP Non-CHP |  | N |  | N |  | N |  | N | X |  | Jersey Central Power & Lt Co | 9726 | NJ | 230 |  |  | PSE&G - Red Oak Line NJ Natural Gas
12739 | Mobile Energy LLC | 55241 | Hog Bayou Energy Center | 1003 Paper Mill Rd. | Mobile | AL | 36610 | Mobile | 30.7478 | -88.0575 | SERC | SOCO | Southern Company Services, Inc. - Trans | MAWSS | 22 | NR | 2 | IPP Non-CHP |  | N |  | N |  | Y | 01-32-000 | N | X |  | Alabama Power Co | 195 | AL | 115 |  |  | Mobile Gas
54692 | Santa Rosa Energy Center LLC | 55242 | Santa Rosa Energy Center | 5001 Sterling Way | Pace | FL | 32571 | Santa Rosa | 30.5664 | -87.115 | SERC | SOCO | Southern Company Services, Inc. - Trans | Well | 22 | NR | 3 | IPP CHP |  | Y | 97-138-001 | N |  | N |  | N | X |  | Gulf Power Co | 7801 | FL | 230 |  |  | Gulf South Gas Pipeline
13582 | NRG Astoria Gas Turbine Operations Inc | 55243 | Astoria Gas Turbines | 31-01 20th Avenue | Astoria | NY | 11105 | Queens | 40.787 | -73.9048 | NPCC | NYIS | New York Independent System Operator |  | 22 | NR | 2 | IPP Non-CHP |  | N |  | N |  | Y | 99-167-000 | N | X |  | Consolidated Edison Co-NY Inc | 4226 | NY | 138 |  |  | Con Edison Co-NY Inc
13994 | Oglethorpe Power Corporation | 55244 | Doyle Energy Facility | 1318 Gratis Road | Monroe | GA | 30656 | Walton | 33.8377 | -83.6996 | SERC | SOCO | Southern Company Services, Inc. - Trans | Municipality | 22 | RE | 1 | Electric Utility |  | N |  | N |  | Y | 00-106-000 |  | X |  | Georgia Transmission Corp | 7197 | GA | 230 |  |  | Transco / Williams
19145 | DTE Tuscola, LLC | 55245 | Tuscola Station | 625 East US Highway 36 | Tuscola | IL | 61953 | Douglas | 39.7982 | -88.3498 | SERC | MISO | Midcontinent Independent Transmission System Operator, Inc.. | Ameren Cips | 325 | NR | 7 | Industrial CHP |  | Y | 99-100-000 | N |  | N |  | N | X |  | Ameren Illinois Company | 56697 | IL | 12.5 |  |  | Panhandle Pipeline
58620 | AEP Generation Resources Inc | 55247 | Darby Electric Generating Station | 12509 Adkins Road | Mt Sterling | OH | 43143 | Pickaway | 39.7139 | -83.1778 | RFC | PJM | PJM Interconnection, LLC |  | 22 | NR | 2 | IPP Non-CHP |  | N |  | N |  | Y | 04-76-000 |  | X |  | Ohio Power Co | 14006 | OH | 345 |  |  | COLUMBIA GAS TRANSMISSION LLC
5302 | AES Ohio Generation LLC | 55248 | Tait Electric Generating Station | 2101 Arbor Boulevard | Dayton | OH | 45439 | Montgomery | 39.7277 | -84.2095 | RFC | PJM | PJM Interconnection, LLC |  | 22 | NR | 2 | IPP Non-CHP |  | N |  | N |  | Y | 04-76-000 | N | X |  | Dayton Power & Light Co | 4922 | OH | 69 |  |  | Texas Eastern
57043 | University Park Energy LLC | 55250 | University Park South | 2635 Dralle Road | University Park | IL | 60484 | Will | 41.4409 | -87.7532 | RFC | PJM | PJM Interconnection, LLC | Municipality | 22 | NR | 2 | IPP Non-CHP |  | N |  | N |  | N |  | N | X |  | Commonwealth Edison Co | 4110 | IL | 138 |  |  | ANR
18642 | Tennessee Valley Authority | 55251 | Gleason Generating Facility | 1166 James Mill Road | Gleason | TN | 38229 | Weakley | 36.2454 | -88.612 | SERC | TVA | Tennessee Valley Authority | Well | 22 | RE | 1 | Electric Utility |  | N |  | N |  | N |  |  | X |  | Tennessee Valley Authority | 18642 | TN | 500 |  |  | ANR
15473 | Public Service Co of NM | 55252 | Eddy County Generating Station |  |  | NM |  | Eddy |  |  | WECC |  |  |  | 22 | RE | 1 | Electric Utility |  | N |  | N |  | N |  | N | X | [7 empty] | Undetermined at this time.
50166 | Crete Energy Venture LLC | 55253 | Crete Energy Venture LLC | 25400 Hartman Drive | Crete | IL | 60417 | Will | 41.4294 | -87.6187 | RFC | PJM | PJM Interconnection, LLC | Municipality | 22 | NR | 2 | IPP Non-CHP |  | N |  | N |  | Y | 02-93-000 |  | X |  | Commonwealth Edison Co | 4110 | IL | 345 |  |  | ANR Pipeline, Vector Pipeline
56195 | BP Alternative Energy | 55259 | Whiting Clean Energy | 2155 Standard Ave. | Whiting | IN | 46394 | Lake | 41.6739 | -87.4775 | RFC | MISO | Midcontinent Independent Transmission System Operator, Inc.. | Lake Michigan | 22 | NR | 3 | IPP CHP |  | N |  | N |  | Y | 01-1300 | N | X |  | Northern Indiana Pub Serv Co | 13756 | IN | 138 |  |  | NIPSCO
40577 | American Mun Power-Ohio, Inc | 55262 | Bowling Green Generating Station | 1225 North College Drive | Bowling Green | OH | 43402 | Wood | 41.3974 | -83.6412 | RFC | PJM | PJM Interconnection, LLC |  | 22 | RE | 1 | Electric Utility |  | N |  | N |  | N |  | N | X |  | City of Bowling Green - (OH) | 2054 | OH | 69 |  |  | Columbia Gas Transmission Corp
40577 | American Mun Power-Ohio, Inc | 55263 | Galion Generating Station | 900 South Street | Galion | OH | 44835 | Crawford | 40.7167 | -82.789 | RFC | PJM | PJM Interconnection, LLC |  | 22 | RE | 1 | Electric Utility |  | N |  | N |  | N |  | N | X |  | City of Galion | 6914 | OH | 69 |  |  | Columbia Gas Transmission Corp
40577 | American Mun Power-Ohio, Inc | 55264 | Napoleon Peaking Station | 775 Interchange Drive | Napoleon | OH | 43545 | Henry | 41.4079 | -84.1095 | RFC | PJM | PJM Interconnection, LLC |  | 22 | RE | 1 | Electric Utility |  | N |  | N |  | N |  | N | X |  | City of Napoleon - (OH) | 13209 | OH | 69 |  |  | ANR Pipeline
26867 | Lake Benton Power Part II LLC | 55265 | Lake Benton II | 150 Evans Street | Ruthton | MN | 56170 | Pipestone | 44.1294 | -96.117 | MRO | MISO | Midcontinent Independent Transmission System Operator, Inc.. |  | 22 | NR | 2 | IPP Non-CHP |  | N |  | N |  | Y | 99-9-000 |  | X |  | Northern States Power Co - Minnesota | 13781 | MN | 230
17650 | Southern Power Co | 55267 | Edward L. Addison Generating Plant | 95 Edward L. Addison Parkway | Thomaston | GA | 30286 | Upson | 32.9111 | -84.3064 | SERC | SOCO | Southern Company Services, Inc. - Trans | Municipality | 22 | NR | 2 | IPP Non-CHP |  | N |  | N |  | Y | 97-42-000 | N | X |  | Georgia Power Co | 7140 | GA | 230 |  |  | Southern Natural Gas
18642 | Tennessee Valley Authority | 55269 | TVA Southaven Combined Cycle | 2882 Stateline Rd | Southhaven | MS | 38671 | DeSoto | 34.9939 | -90.0378 | SERC | TVA | Tennessee Valley Authority | Wells | 22 | RE | 1 | Electric Utility |  | N |  | N |  | Y | 00-31-000 |  | X |  | Tennessee Valley Authority | 18642 | MS | 500 |  |  | Texas Gas Pipeline
4254 | Consumers Energy Co | 55270 | Jackson Generating Station | 2219 Chapin St | Jackson | MI | 49203 | Jackson | 42.2488 | -84.3767 | RFC | MISO | Midcontinent Independent Transmission System Operator, Inc.. | Municipality | 22 | RE | 1 | Electric Utility |  | N |  | N |  | Y | 02-110-000; '02-111 | N | X |  | ITC Transmission | 56068 | MI | 138 |  |  | Vector Pipeline
31386 | Tenaska Alabama Partners LP | 55271 | Tenaska Lindsay Hill Generating Station | 3405 County Road 26 | Billingsley | AL | 36006 | Autauga | 32.6514 | -86.7386 | SERC | SOCO | Southern Company Services, Inc. - Trans | Alabama River | 22 | NR | 2 | IPP Non-CHP |  | N |  | N |  | Y | 01-137-001 | N | X |  | Alabama Power Co | 195 | AL | 500 |  |  | Williams Gas Pipeline - Transco
18016 | State Farm Mutual Auto Ins Co | 55274 | State Farm Support Center East | 3000 Marconi Drive | Alpharetta | GA | 30005 | Fulton | 34.086 | -84.245 | SERC | SOCO | Southern Company Services, Inc. - Trans | Municipality | 521 | NR | 4 | Commercial Non-CHP |  | N |  | N |  | N |  | N | X |  | Georgia Power Co | 7140 | GA | 12.47
733 | Appalachian Power Co | 55276 | Ceredo Generating Station | 1662 Walker Branch Road | Huntington | WV | 25704 | Wayne | 38.3681 | -82.5339 | RFC | PJM | PJM Interconnection, LLC | City of Kenova | 22 | RE | 1 | Electric Utility |  | N |  | N |  | N |  | N | X |  | Appalachian Power Co | 733 | WV | 138 |  |  | Columbia Gas Pipeline LLC
5199 | Devon Energy Production Co | 55278 | Beaver Creek Gas Plant | 380 Beaver Creek Road | Riverton | WY | 82501 | FREMONT | 42.8475 | -108.3136 | WECC | WACM | Western Area Power Administration - Rocky Mountain Region | Well | 211 | NR | 7 | Industrial CHP |  | N |  | N |  | N |  | N | X |  | High Plains Power Inc | 8566 | WY | 24.9 |  |  | Not applicable. These generators are located at a gas processing plant.
54885 | NRG Wholesale Generation LP | 55279 | Aurora | 2909 North Eola Road | Aurora | IL | 60504 | DuPage | 41.8151 | -88.2265 | RFC | PJM | PJM Interconnection, LLC | Well | 22 | NR | 2 | IPP Non-CHP |  | N |  | N |  | Y | 04-77-000 | N | X |  | Commonwealth Edison Co | 4110 | IL | 220 |  |  | Kinder Morgan Illinois
6035 | Exelon Power | 55281 | Southeast Chicago Energy Project | 3141 East 96th St. | Chicago | IL | 60617 | Cook | 41.7181 | -87.5449 | RFC | PJM | PJM Interconnection, LLC | Municipality | 22 | NR | 2 | IPP Non-CHP |  | N |  | N |  | N |  | N | X |  | Commonwealth Edison Co | 4110 | IL | 138 |  |  | Peoples Gas
56812 | Arlington Valley LLC | 55282 | Arlington Valley Energy Facility | 39027 W Elliot Road | Arlington | AZ | 85322 | Maricopa | 33.3417 | -112.8897 | WECC | DEAA | Arlington Valley, LLC - AVBA | Well | 22 | NR | 2 | IPP Non-CHP |  | N |  | N |  | Y | 02-40-000 | Y | Y | OP | Salt River Project | 16572 | AZ | 530 |  |  | El Paso NG
3989 | City of Colorado Springs - (CO) | 55283 | Front Range Power Plant | 6615 Generation Drive | Fountain | CO | 80817 | El Paso | 38.6281 | -104.7069 | WECC | WACM | Western Area Power Administration - Rocky Mountain Region | Air Cooled | 22 | RE | 1 | Electric Utility |  | N |  | N |  | Y | 00-159-000 | N | X |  | City of Colorado Springs - (CO) | 3989 | CO | 230 |  |  | Colorado Interstate Gas
56886 | Big Sandy Peaker Plant LLC | 55284 | Big Sandy Peaker Plant | 2570 Route 52 | Kenona | WV | 25530 | Wayne | 38.3441 | -82.5938 | RFC | PJM | PJM Interconnection, LLC | Municipality | 22 | NR | 2 | IPP Non-CHP |  | N |  | N |  | Y | 01-17-000 | N | X |  | Appalachian Power Co | 733 | WV | 138 |  |  | Columbia Gas - TCO-Leach
57264 | Wolf Hills Energy LLC | 55285 | Wolf Hills Energy | 14555 Industrial Park Rd | Bristol | VA | 24202 | Washington | 36.6644 | -82.1044 | RFC | PJM | PJM Interconnection, LLC | Municipality | 22 | NR | 2 | IPP Non-CHP |  | N |  | N |  | Y | 00-210-000 | N | X |  | Appalachian Power Co | 733 | WV | 138 |  |  | East Tennessee Natural Gas
17650 | Southern Power Co | 55286 | Oleander Power Project LP | 555 Townsend Rd | Cocoa | FL | 32926 | Brevard | 28.3661 | -80.7947 | FRCC | FPL | Florida Power & Light Company | Municipality | 22 | NR | 2 | IPP Non-CHP |  | N |  | N |  | Y | 00-209-000; '00-210-000 |  | X |  | Florida Power & Light Co | 6452 | FL | 230 |  |  | Florida Gas Transmission
59496 | Allete Clean Energy | 55287 | Storm Lake II | 5320 50th Ave | Alta | IA | 51002 | Buena Vista | 42.8417 | -95.405 | MRO | MISO | Midcontinent Independent Transmission System Operator, Inc.. |  | 22 | NR | 2 | IPP Non-CHP |  | N |  | N |  | Y | 98-53-000 | N | X |  | ITC Midwest LLC | 56161 |  | 69
59178 | Brookfield Black Bear Hydro, LLC | 55288 | Medway Hydro | Route 116 | Medway | ME | 4460 | Penobscot | 45.6072 | -68.5453 | NPCC | ISNE | ISO New England Inc. | W Branch Penobscot River | 22 | NR | 2 | IPP Non-CHP |  | N |  | N |  | Y | 99-776-000 | N | X |  | Emera Maine | 1179 | ME | 46
2929 | Decatur Energy Center LLC | 55292 | Decatur Energy Center | 2024 Highway 20 West | Decatur | AL | 35601 | Morgan | 34.6292 | -87.0214 | SERC | TVA | Tennessee Valley Authority | Tennessee River | 22 | NR | 2 | IPP Non-CHP |  | N |  | N |  | N |  | N | X |  | Tennessee Valley Authority | 18642 | AL | 161 |  |  | Bamagas
29122 | Morgan Energy Center LLC | 55293 | Morgan Energy Center | 1410 Red Hat Road | Decatur | AL | 35601 | Morgan | 34.6397 | -87.0639 | SERC | TVA | Tennessee Valley Authority | Tennessee River | 22 | NR | 3 | IPP CHP |  | Y | 01-84-000 | N |  | N |  | N | X |  | Tennessee Valley Authority | 18642 | AL | 161 |  |  | BamaGas Intrastate Gas Line
2891 | Westbrook Energy Center | 55294 | Westbrook Energy Center Power Plant | 60 Eisenhower Drive | Westbrook | ME | 4092 | Cumberland | 43.6575 | -70.375 | NPCC | ISNE | ISO New England Inc. | Portland Water District | 22 | NR | 2 | IPP Non-CHP |  | N |  | N |  | Y | 01-24-000 | N | X |  | Central Maine Power Co | 3266 | ME | 118 |  |  | Maritimes & Northeast Pipeline
58453 | AltaGas Blythe Operations Inc | 55295 | Blythe Energy Inc | 385 N Buck Blvd. | Blythe | CA | 92225 | Riverside | 33.6157 | -114.6865 | WECC | CISO | California Independent System Operator | Wells | 22 | NR | 2 | IPP Non-CHP |  | N |  | N |  | Y | 02-30-000 | N | X |  | Southern California Edison Co | 17609 | CA | 230 |  |  | Southern California Gas
56213 | IPA Operations Inc - Calumet | 55296 | Calumet Energy Team LLC | 11653 S Torrance Ave | Chicago | IL | 60617 | Cook | 41.6835 | -87.5563 | RFC | PJM | PJM Interconnection, LLC |  | 22 | NR | 2 | IPP Non-CHP |  | N |  | N |  | Y | 01-389-000 |  | X |  | Commonwealth Edison Co | 4110 | IL | 138 |  |  | Peoples gas pipeline
21579 | New Covert Generating Company LLC | 55297 | New Covert Generating Facility | 26000 77th Street | Covert | MI | 49043 | Van Buren | 42.3224 | -86.2937 | RFC | MISO | Midcontinent Independent Transmission System Operator, Inc.. | Lake Michigan | 22 | NR | 2 | IPP Non-CHP |  | N |  | N |  | Y | 03-65-000 | N | X |  | ITC Transmission | 56068 | MI | 359 |  |  | ANR
54817 | Fairless Energy LLC | 55298 | Fairless Energy Center | 50 Energy Drive | Fairless Hills | PA | 19030 | Bucks | 40.1475 | -74.7411 | RFC | PJM | PJM Interconnection, LLC | Delaware River | 22 | NR | 2 | IPP Non-CHP |  | N |  | N |  | N |  | N | X |  | PECO Energy Co | 14940 | PA | 230 |  |  | Willliams/Transco
3370 | Channel Energy Center LLC | 55299 | Channel Energy Center LLC | 451 Light Company Road | Pasadena | TX | 77506 | Harris | 29.7189 | -95.2319 | TRE | ERCO | Electric Reliability Council of Texas, Inc. | Coastal Water Authority | 22 | NR | 3 | IPP CHP |  | Y | 01-74-000 | N |  | N |  |  | X |  | CenterPoint Energy | 8901 | TX | 345 |  |  | Kinder Morgan Texas Kinder Morgan Tejas
29849 | Wasatch Integrated Waste Management | 55302 | Wasatch Energy Systems Energy Recovery | 3404 North 650 East | Layton | UT | 84041 | DAVIS | 41.1097 | -111.9554 | WECC | PACE | PacifiCorp - East |  | 22 | NR | 3 | IPP CHP |  | N |  | N |  | N |  | N | X |  | PacifiCorp | 14354 | UT | 7.2 |  |  | Questar Gas
2671 | Baconton Power LLC | 55304 | Baconton Power Plant | 2237 Hatcher Hill Rd | Baconton | GA | 31716 | Mitchell | 31.3869 | -84.08 | SERC | SOCO | Southern Company Services, Inc. - Trans | Floridian Aquifer | 22 | NR | 2 | IPP Non-CHP |  | N |  | N |  | Y | 00-146-000 | N | X |  | Georgia Transmission Corp | 7197 | GA | 230 |  |  | Southern Natural Gas
14412 | Gila River Power Station LP | 55306 | Gila River Power Station | 1250 East Watermelon Road | Gila Bend | AZ | 85337 | Maricopa | 32.975 | -112.6944 | WECC | GRMA | Gila River Power, LLC | Wells | 22 | NR | 2 | IPP Non-CHP |  | N |  | N |  | Y | 00-84-000 | N | X |  | Arizona Public Service Co | 803 | AZ | 500 |  |  | El Paso Transwestern
57295 | DTE Calvert City LLC | 55308 | Calvert City | 480 N Main | Calvert City | KY | 42029 | Marshall | 37.0483 | -88.3539 | SERC | TVA | Tennessee Valley Authority | Tennessee River | 325188 | NR | 7 | Industrial CHP |  | N |  | N |  | N |  | N | X |  | Tennessee Valley Authority | 18642 | KY | 13.2 |  |  | Texas Gas Transmission (TGT)
56304 | Air Products LLC | 55309 | Air Products Port Arthur | 1801 S Gulfway Drive | Port Arthur | TX | 77640 | Jefferson | 29.8665 | -93.9651 | SERC | MISO | Midcontinent Independent Transmission System Operator, Inc.. | Valer Port Arthur Refinery | 32512 | NR | 7 | Industrial CHP |  | Y | 99-84-002 | N |  | N |  |  | X |  | Entergy Texas Inc. | 55937 | TX | 230 |  |  | Multiple lines available change based on cost of supply.
1182 | BASF Corporation | 55311 | BASF Freeport Works | 602 Copper Rd | Feeeport | TX | 77541 | Brazoria | 29.002 | -95.394 | TRE | ERCO | Electric Reliability Council of Texas, Inc. | Brazos River | 325 | NR | 7 | Industrial CHP |  | Y | 99-39-000 | N |  | N |  | N | X |  | CenterPoint Energy | 8901 | TX | 138 |  |  | Kindermorgan, HPL
23102 | FreePort-McMoRan-Corp-Cobre Mines | 55312 | Phelps Dodge Cobre Mining | 303 Fierro Road | Hanover | NM | 88041 | Grant | 32.8561 | -108.0847 | WECC | PNM | Public Service Company of New Mexico | Wells | 2122 | NR | 6 | Industrial Non-CHP |  | N |  | N |  | N |  |  | X |  | Public Service Co of NM | 15473 | NM | 69
26469 | Ingleside Cogeneration LP | 55313 | Ingleside Cogeneration | St. Hwy 361 | Houston | TX | 77046 | San Patricio | 27.8828 | -97.2428 | TRE | ERCO | Electric Reliability Council of Texas, Inc. | San Patricio Municipal Water | 325 | NR | 7 | Industrial CHP |  | Y | 98-18-001 | N |  | Y | 98-18-000 |  | X |  | AEP Texas Central Company | 3278 | TX | 138 |  |  | Kinder Morgan Tejas Pipeline LLC Southcross Pipeline
361 | Industrial Energy Applications Inc | 55315 | Alliant SBD 9702 Cedar Graphics | 311 Parsons Dr | Hiawatha | IA | 52233 | Linn | 42.0417 | -91.675 | MRO | MISO | Midcontinent Independent Transmission System Operator, Inc.. |  | 22 | NR | 2 | IPP Non-CHP |  | N |  | N |  | N |  | N | X |  |  |  |  | 0.48
59368 | Calpine Fore River Energy Center, LLC | 55317 | Fore River Generating Station | 9 Bridge Street | North Weymouth | MA | 2191 | Norfolk | 42.2422 | -70.9661 | NPCC | ISNE | ISO New England Inc. | Air Cooled Condenser | 22 | NR | 2 | IPP Non-CHP |  | N |  | N |  | Y | 98-46-000 | N | X |  | NSTAR Electric Company | 54913 | MA | 115 |  |  | Spectra Energy
14610 | Orlando Utilities Comm | 55318 | Indian River | 7800 South Highway US 1 | Titusville | FL | 32780 | Brevard | 28.4932 | -80.7802 | FRCC | FMPP | Florida Municipal Power Pool | Indian River | 22 | RE | 1 | Electric Utility |  | N |  | N |  | N |  | N | X |  | Orlando Utilities Comm | 14610 | FL | 115 |  |  | Florida Gas Transmission
38021 | Athens Regional Medical Center | 55319 | Athens Regional Medical Center | 1199 Prince Ave | Athens | GA | 30606 | Clarke | 33.9625 | -83.3981 | SERC | SOCO | Southern Company Services, Inc. - Trans |  | 622 | NR | 4 | Commercial Non-CHP |  | N |  | N |  | N |  | N | X |  | Georgia Power Co | 7140 | GA | 0.48
21668 | Wise County Power Company LLC | 55320 | Wise County Power LLC | 800 Boons Creek Lane | Poolville | TX | 76487 | Wise | 33.0583 | -97.9103 | TRE | ERCO | Electric Reliability Council of Texas, Inc. | Municipality | 22 | NR | 2 | IPP Non-CHP |  | N |  | N |  | Y | 00-240-000 | N | X |  | Oncor Electric Delivery Company LLC | 44372 | TX | 350 |  |  | Energy Transfer and NGPL
13407 | Nevada Power Co | 55322 | Chuck Lenzie Generating Station | 11405 US Highway 93 | Apex | NV | 89124 | Clark | 36.3837 | -114.9218 | WECC | NEVP | Nevada Power Company | Wells | 22 | RE | 1 | Electric Utility |  | N |  | N |  | N |  |  | X |  | Nevada Power Co | 13407 | NV | 500 |  |  | Kern River
2838 | Baytown Energy Center LLC | 55327 | Baytown Energy Center | 8605 FM 1405 | Baytown | TX | 77520 | Chambers | 29.7731 | -94.9019 | TRE | ERCO | Electric Reliability Council of Texas, Inc. | Coastal Water Authority/Muncpl | 22 | NR | 3 | IPP CHP |  | Y | 01-41-000 | N |  | N |  | N | X |  | CenterPoint Energy | 8901 | TX | 345 |  |  | SPECTRA(TETCO) K/M TEJAS ENTERPRISE
7869 | Hermiston Power Partnership | 55328 | Hermiston Power Partnership | 78910 Simplot Road | Hermiston | OR | 97838 | Umatilla | 45.794 | -119.3133 | WECC | CSTO | Constellation Energy Control and Dispatch, LLC | Municipality | 22 | NR | 2 | IPP Non-CHP |  | N |  | N |  | Y | 02-103-000 | N | X |  | Bonneville Power Administration | 1738 | OR | 500 |  |  | Trans Canada
59416 | SEPG Operating Services, LLC WCP | 55332 | Washington County Power LLC | 1177 County Line Road | Sandersville | GA | 31082 | Washington | 33.0922 | -82.98 | SERC | SOCO | Southern Company Services, Inc. - Trans | Wells | 22 | NR | 2 | IPP Non-CHP |  | N |  | N |  | Y | 02-11-000 | N | X |  | Georgia Transmission Corp | 7197 | GA | 230 |  |  | Sonat
5030 | Delta Energy Center LLC | 55333 | Delta Energy Center | 1200 Arcy Lane | Pittsburg | CA | 94565 | Contra Costa | 38.0169 | -121.8439 | WECC | CISO | California Independent System Operator | Delta Diablo Sanitation Dist | 22 | NR | 2 | IPP Non-CHP |  | N |  | N |  | N |  | N | X |  | Pacific Gas & Electric Co | 14328 | CA | 230 |  |  | Pacific Gas & Electric Calpine Gas
49974 | NAES Corporation - (WA) | 55334 | Holland Energy Facility | 2160 E 000 North Road | Beecher City | IL | 62414 | Shelby | 39.2231 | -88.7584 | SERC | MISO | Midcontinent Independent Transmission System Operator, Inc.. | Kaskaskia River | 22 | RE | 1 | Electric Utility |  | N |  | N |  | Y | 00-211-000 | N | X |  | Ameren Illinois Company | 56697 | IL | 345 |  |  | Natural Gas Pipeline
58199 | TalenEnergy Ironwood LLC | 55337 | TalenEnergy Ironwood LLC | 305 Prescott Road | Lebanon | PA | 17042 | Lebanon | 40.3509 | -76.3658 | RFC | PJM | PJM Interconnection, LLC | Quarry-DRBC | 22 | NR | 2 | IPP Non-CHP |  | N |  | N |  | Y | 99-86-0000 | N | X |  | Metropolitan Edison Co | 12390 | PA | 230 |  |  | Texas Eastern
15399 | Avangrid Renewables Inc | 55339 | Phoenix Wind Power LLC | 19020 Indian Ave PO Box 581010 | North Palm Springs | CA | 92258 | Riverside | 33.9167 | -116.55 | WECC | CISO | California Independent System Operator |  | 22 | NR | 2 | IPP Non-CHP |  | N |  | N |  | Y | 01-5-000 |  | X |  | Southern California Edison Co | 17609 | CA | 34
924 | Associated Electric Coop, Inc | 55340 | Dell Power Station | 301 E State Highway 18 | Dell | AR | 72426 | Mississippi | 35.8619 | -90.0253 | SERC | AECI | Associated Electric Cooperative, Inc. | Wells | 22 | RE | 1 | Electric Utility |  | N |  | N |  | Y | 00-169-000 | N | X |  | Associated Electric Coop, Inc | 924 |  | 500 |  |  | Enable Arkansas Gas Transmission
56894 | Woodstock Hills | 55342 | Woodstock Windfarm | 996 190th Avenue | Woodstock | MN | 56186 | Pipestone | 43.9858 | -96.0786 | MRO | MISO | Midcontinent Independent Transmission System Operator, Inc.. |  | 22 | NR | 2 | IPP Non-CHP |  | N |  | Y | 06-138-000 | Y | 99-171-000 |  | X |  | Northern States Power Co - Minnesota | 13781 | MN | 34.5
15473 | Public Service Co of NM | 55343 | Luna Energy Facility | 1895 Arrowhead Dr., NW | Deming | NM | 88030 | Luna | 32.2993 | -107.7834 | WECC | PNM | Public Service Company of New Mexico | Wells | 22 | RE | 1 | Electric Utility |  | N |  | N |  | N |  | N | X |  | Public Service Co of NM | 15473 | NM | 345 |  |  | El Paso Natural Gas
14274 | Otay Mesa Energy Center LLC | 55345 | Otay Mesa Generating Project | 606 De LA Fuente Court | San Diego | CA | 92154 | San Diego | 32.5815 | -116.915 | WECC | CISO | California Independent System Operator | Air Cooled | 22 | NR | 2 | IPP Non-CHP |  | N |  | N |  | N |  |  | X |  | San Diego Gas & Electric Co | 16609 | CA | 230 |  |  | San Diego Gas & Power
56412 | IPA Operations Inc - Armstrong | 55347 | Armstrong | 2313 State Route 156 | Shelocta | PA | 15774 | Armstrong | 40.638 | -79.3517 | RFC | PJM | PJM Interconnection, LLC |  | 22 | NR | 2 | IPP Non-CHP |  | N |  | N |  | Y | 00-28-000 | N | X |  | West Penn Power Company | 20387 | PA | 500 |  |  | Dominion TL-511
56533 | Troy Energy LLC | 55348 | Troy Energy LLC | 22379 Pemberville Road | Luckey | OH | 43443 | Wood | 41.4772 | -83.4598 | RFC | PJM | PJM Interconnection, LLC |  | 22 | NR | 2 | IPP Non-CHP |  | N |  | N |  | Y | 00-28-000 |  | X |  | Ohio Edison Co | 13998 | OH | 345 |  |  | Dominion East Ohio Gas
55749 | Pleasants Energy LLC | 55349 | Pleasants Energy LLC | 10319 South Pleasants Highway | St Mary's | WV | 26170 | Pleasants | 39.3325 | -81.3642 | RFC | PJM | PJM Interconnection, LLC | Municipality | 22 | NR | 2 | IPP Non-CHP |  | N |  | N |  | Y | 00-28-000 | N | X |  | Monongahela Power Co | 12796 | WV | 138 |  |  | Dominion Transmission Incorporated
733 | Appalachian Power Co | 55350 | Dresden Energy Facility | 9595 McGlade School Road | Dresden | OH | 43821 | Muskingum | 40.0928 | -82.0276 | RFC | PJM | PJM Interconnection, LLC | Muskingum River | 22 | RE | 1 | Electric Utility |  | N |  | N |  | Y | 00-28 |  | X |  | Appalachian Power Co | 733 | OH | 138 |  |  | Dominion Resources
11664 | Mark Technologies Corp | 55352 | Alta Mesa Project Phase IV | 12501 White Water Canyon Road | White Water | CA | 92282 | Riverside | 33.9464 | -116.6633 | WECC | CISO | California Independent System Operator |  | 22 | NR | 2 | IPP Non-CHP | N | N |  | N |  | N |  | N | X |  | Southern California Edison Co | 17609 | CA | 21
59182 | Energy Operations Group LLC (MN) | 55353 | Lakota Ridge LLC | City Road 1 | Hendricks | MN | 56142 | Lincoln | 44.3996 | -96.4284 | MRO | MISO | Midcontinent Independent Transmission System Operator, Inc.. |  | 22 | NR | 2 | IPP Non-CHP |  | N |  | Y | 06-139-000 | Y | 98-110-000 | N | X |  | Northern States Power Co - Minnesota | 13781 | MN | 34.5
59182 | Energy Operations Group LLC (MN) | 55354 | Shaokatan Hills LLC | City Road 1 | Hendricks | MN | 56142 | Lincoln | 44.4217 | -96.4347 | MRO | MISO | Midcontinent Independent Transmission System Operator, Inc.. |  | 22 | NR | 2 | IPP Non-CHP |  | N |  | Y | 06-137-000 | Y | 98-111-000 |  | X |  | Northern States Power Co - Minnesota | 13781 | MN | 34.5
2171 | Brazos Valley Energy | 55357 | Brazos Valley Generating Facility | 3440 Lockwood Rd. | Thompsons | TX | 77481 | Fort Bend | 29.4731 | -95.6244 | TRE | MISO | Midcontinent Independent Transmission System Operator, Inc.. | Brazos River | 22 | NR | 2 | IPP Non-CHP |  | N |  | N |  | Y | 01-245 | N | X |  | CenterPoint Energy | 8901 | TX | 345 |  |  | Houston Pipeline, Kinder Morgan Pipeline
4405 | Cottonwood Energy Co LP | 55358 | Cottonwood Energy Project | 976 County Road 4213 | Deweyville | TX | 77614 | Newton | 30.2588 | -93.7353 | SERC | MISO | Midcontinent Independent Transmission System Operator, Inc.. | Sabine River | 22 | NR | 2 | IPP Non-CHP |  | N |  | N |  | Y | 01-46-000 | N | X |  | Entergy Gulf States - LA LLC | 55936 | LA | 500 |  |  | Spectra Houston
19316 | Two Elk Generation Partners LP | 55360 | Two Elk Generating Station | Wyoming Highway 450 | Wright | WY | 82732 | Campbell | 43.7175 | -105.4975 | WECC | PACE | PacifiCorp - East | Wells | 22 | NR | 2 | IPP Non-CHP |  | N |  | N |  | Y | 97-9-000 | Y | Y | OS | PacifiCorp | 14354 | WY | 230
13756 | Northern Indiana Pub Serv Co | 55364 | Sugar Creek Power | 5900 Darwin Rd. | West Terre Haute | IN | 47885 | Vigo | 39.3931 | -87.5108 | RFC | MISO | Midcontinent Independent Transmission System Operator, Inc.. | Wells | 22 | RE | 1 | Electric Utility |  | N |  | N |  | Y | 02-84-000 | N | X |  | Duke Energy Indiana Inc | 15470 | IN | 345 |  |  | Midwest Gas Transmission (One Oak Partners)
6035 | Exelon Power | 55365 | Exelon LaPorte Generating Station | 10202 Strang Rd. | LaPorte | TX | 77571 | Harris | 29.7028 | -95.0718 | TRE | ERCO | Electric Reliability Council of Texas, Inc. | Municipality | 22 | NR | 2 | IPP Non-CHP |  | N |  | N |  | N |  |  | X |  | CenterPoint Energy | 8901 | TX | 138 |  |  | Kinder Morgan Texas Pipeline Co
20424 | West Texas Wind Energy Partners LLC | 55367 | West Texas Wind Energy LLC | 120 E. 5th Street | McCamey | TX | 79752 | Upton | 31.1392 | -102.2253 | TRE | ERCO | Electric Reliability Council of Texas, Inc. |  | 22 | NR | 2 | IPP Non-CHP |  | N |  | N |  | N |  |  | X |  | AEP Texas North Company | 20404 | TX | 34.5
34688 | CHI Energy Inc | 55368 | Wethersfield Wind Farm | 4179 Poplar Tree Road | Gainesville | NY | 14066 | Wyoming | 42.6788 | -78.2438 | NPCC | NYIS | New York Independent System Operator |  | 22 | NR | 2 | IPP Non-CHP |  | N |  | N |  | Y | 00-1928-00 |  | X |  | Niagara Mohawk Power Corp. | 13573 | NY | 34.5
7972 | Hamakua Energy Partners LP | 55369 | Hamakua Energy Plant | 45-300 Lehua St. | Honokaa | HI | 96727 | Hawaii | 20.0939 | -155.4711 | HICC |  |  | Wells | 22 | NR | 2 | IPP Non-CHP |  | N |  | N |  | Y | 98-14-000 | N | X |  | Hawaii Electric Light Co Inc | 8287 | HI | 69
6862 | FPL Energy Pennsylvania Wind LLC | 55370 | Green Mountain Wind Farm | 226 Schrock Road | Garrett | PA | 15542 | Somerset | 39.8514 | -79.0706 | RFC | PJM | PJM Interconnection, LLC |  | 22 | NR | 2 | IPP Non-CHP |  | N |  | N |  | N |  |  | X |  | Somerset Rural Elec Coop, Inc | 40167 | PA | 25
32790 | New Harquahala Generating Co, LLC | 55372 | Harquahala Generating Project | 2530 North 491 Ave | Tonopah | AZ | 85354 | Maricopa | 33.476 | -113.1134 | WECC | HGMA | New Harquahala Generating Company, LLC - HGBA | HVID & Well | 22 | NR | 2 | IPP Non-CHP |  | N |  | N |  | Y | 01-81-000 | N | X |  | Salt River Project | 16572 | AZ | 525 |  |  | El Paso Natural Gas
22979 | Astoria Energy LLC | 55375 | Astoria Energy | 17-10 Steinway Street | New York | NY | 11105 | Queens | 40.7825 | -73.8964 | NPCC | NYIS | New York Independent System Operator | N/A Air Cooled | 22 | NR | 2 | IPP Non-CHP |  | N |  | N |  | Y | 01-335-000 | N | X |  | Consolidated Edison Co-NY Inc | 4226 | NY | 138 |  |  | Consolidated Edison Co-NY Inc
23279 | Allegheny Energy Supply Co LLC | 55377 | FirstEnergy Gans | Gans Road | Gans | PA | 15439 | FAYETTE | 39.7475 | -79.8389 | RFC | PJM | PJM Interconnection, LLC | Municipality | 22 | NR | 2 | IPP Non-CHP |  | N |  | N |  | N |  | N | X |  | West Penn Power Company | 20387 | PA | 138 |  |  | Columbia Gas Transmission
54796 | Union Power Partners LP | 55380 | Union Power Partners LP | 6434 Calion Hwy | El Dorado | AR | 71730 | Union | 33.2961 | -92.5894 | SERC | MISO | Midcontinent Independent Transmission System Operator, Inc.. | Ouachita River | 22 | NR | 2 | IPP Non-CHP |  | N |  | N |  | Y | 99-56-000 | N | X |  | Entergy Arkansas Inc | 814 | AR | 500 |  |  | Trans-Union Interstate Pipeline, L.P. owned by EPG LLC
4194 | Commonwealth Chesapeake Co LLC | 55381 | Commonwealth Chesapeake | 3415 White Oak Way | New Church | VA | 23415 | Accomack | 37.9892 | -75.54 | RFC | PJM | PJM Interconnection, LLC | Wells | 22 | NR | 2 | IPP Non-CHP |  | N |  | N |  | Y | 99-415-001; 99-415-003 | N | X |  | Delmarva Power | 5027 | DE | 138
13994 | Oglethorpe Power Corporation | 55382 | Thomas A Smith Energy Facility | 925 Loopers Bridge Road | Dalton | GA | 30721 | Murray | 34.7094 | -84.9175 | SERC | SOCO | Southern Company Services, Inc. - Trans | Municipality | 22 | RE | 1 | Electric Utility |  | N |  | N |  | Y | 02-28-000 |  | X |  | Georgia Power Co | 7140 | GA | 230 |  |  | East Tennessee
5302 | AES Ohio Generation LLC | 55384 | Harrod Electric Generating Station | NA | NA | OH | 45850 | Allen | 40.7028 | -83.8992 | RFC |  |  |  | 22 | NR | 2 | IPP Non-CHP |  | N |  | N |  | N |  | N | X
5302 | AES Ohio Generation LLC | 55385 | Fairmount Electric Generating | NA | NA | IN | 46938 | Grant | 40.4714 | -85.5017 | RFC |  |  |  | 22 | NR | 2 | IPP Non-CHP |  | N |  | N |  | N |  | N | X
4028 | Columbia Energy LLC | 55386 | Columbia Energy Center (SC) | 100 Calpine Way | Gaston | SC | 29053 | Calhoun | 33.8697 | -81.0178 | SERC | SCEG | South Carolina Electric & Gas Company | Congaree River (Indirectly) | 22 | NR | 3 | IPP CHP |  | Y | 00-79-000 | N |  | N |  | N | X |  | South Carolina Electric&Gas Company | 17539 | SC | 230 | 115 |  | Carolina Gas Transmission
18050 | State Farm Mutual Auto Ins Co | 55390 | State Farm Insur Support Center Central | 8225 Brent Branch Drive | Irving | TX | 75063 | Dallas | 32.9192 | -96.9894 | TRE | ERCO | Electric Reliability Council of Texas, Inc. | Municipality | 521 | NR | 4 | Commercial Non-CHP |  | N |  | N |  | N |  | N | X |  | Oncor Electric Delivery Company LLC | 44372 | TX | 25 |  |  | ATMOS
24121 | Calpine -RockGen Energy | 55391 | RockGen Energy Center | 2346 Clearview Road | Cambridge | WI | 53523 | Dane | 42.9767 | -89.0492 | MRO | MISO | Midcontinent Independent Transmission System Operator, Inc.. |  | 22 | NR | 2 | IPP Non-CHP |  | N |  | N |  | Y | 99-48-00 |  | X |  | American Transmission Co | 659 | WI | 138 |  |  | ANR
21191 | Zion Energy LLC | 55392 | Zion Energy Center | 5701 Ninth Street | Zion | IL | 60099 | Lake | 42.4776 | -87.895 | RFC | PJM | PJM Interconnection, LLC | Wells | 22 | NR | 2 | IPP Non-CHP |  | N |  | N |  | Y | 02-1319-000 |  | X |  | Commonwealth Edison Co | 4110 | IL | 345 |  |  | KINDER MORGAN/NGPL
2799 | Calpine Corp - Metcalf Energy Center | 55393 | Metcalf Energy Center | 1 Blanchard RD, PO BOX 13190 | San Jose | CA | 95013 | Santa Clara | 37.2207 | -121.7457 | WECC | CISO | California Independent System Operator | San Jose Municipality | 22 | NR | 2 | IPP Non-CHP |  | N |  | N |  | N |  | N | X |  | Pacific Gas & Electric Co | 14328 | CA | 230 |  |  | PACIFIC GAS & ELECTRIC LINE V03
3702 | Clarksdale Public Utilities | 55395 | Crossroads Energy Center | 240 Hicks Street | Clarksdale | MS | 38614 | Coahoma | 34.183 | -90.5621 | SERC | MISO | Midcontinent Independent Transmission System Operator, Inc.. |  | 22 | RE | 1 | Electric Utility |  | N |  | N |  | N |  | N | X |  | Entergy Mississippi Inc | 12685 | MS | 230 |  |  | Texas Gas
49750 | FPL Energy Green Power | 55396 | Green Power I | 19020 N Indian Avenue | North Palm Springs | CA | 92258 | Riverside | 33.9014 | -116.7167 | WECC | CISO | California Independent System Operator |  | 22 | NR | 2 | IPP Non-CHP |  | N |  | N |  | Y | 99-140-000 |  | X |  | Southern California Edison Co | 17609 | CA | 230
59922 | Dynegy Washington Energy Facility | 55397 | Washington Energy Facility | 859 ST RT 83 | Beverly | OH | 45715 | Washington | 39.58 | -81.6564 | RFC | PJM | PJM Interconnection, LLC | Muskingum River | 22 | NR | 2 | IPP Non-CHP |  | N |  | N |  | Y | 03-77-000 | N | X |  | Ohio Power Co | 14006 | OH | 345 |  |  | Texas Eastern Transmission
34164 | Elk Hills Power LLC | 55400 | Elk Hills Power LLC | 4026 Skyline Road | Tupman | CA | 93276 | Kern | 35.2803 | -119.4707 | WECC | CISO | California Independent System Operator | West Kern Water District | 22 | NR | 3 | IPP CHP |  | Y | 12-252-000, 12-252-001, 12-252-002, 12-252-003 | N |  | Y | 12-252-000, 12-252-001, 12-252-002, 12-252-003 | N | X |  | Pacific Gas & Electric Co | 14328 | CA | 230 |  |  | Kern Mojave Pipeline
56558 | Rolling Hills Generating LLC | 55401 | Rolling Hills Generating | 43111 State Rt 160 | Wilkesville | OH | 45695 | Vinton | 39.0839 | -82.3328 | RFC | PJM | PJM Interconnection, LLC | Municipality | 22 | NR | 2 | IPP Non-CHP |  | N |  | N |  | Y | 02-38-000 | N | X |  | Ohio Power Co | 14006 | OH | 765 |  |  | Texas Easter Transmission
5109 | DTE Electric Company | 55402 | Renaissance Power Plant | 950 N. Division St | Carson City | MI | 48811 | Montcalm | 43.1864 | -84.8429 | RFC | MISO | Midcontinent Independent Transmission System Operator, Inc.. | Carson City Municipal Wtr Dist | 22 | RE | 1 | Electric Utility |  | N |  | N |  | Y | 02-37-000 | N | X |  | Michigan Electric Transmission Company | 56163 | MI | 345 |  |  | MichCon Pipeline
3131 | Carville Energy LLC | 55404 | Carville Energy LLC | 4322 LA 30 | St Gabriel | LA | 70776 | Iberville | 30.2294 | -91.065 | SERC | MISO | Midcontinent Independent Transmission System Operator, Inc.. | Mississippi River | 22 | NR | 3 | IPP CHP |  | Y | 98-83-001 | N |  | N |  |  | X |  | Entergy Louisiana LLC | 11241 | LA | 230 |  |  | Bridgeline pipeline operated by Enlink Energies & Acadian pipeline operated by Enterprise
32173 | New Athens Generating Company LLC | 55405 | Athens Generating Plant | 9300 U S Highway 9W | Athens | NY | 12015 | Greene | 42.2728 | -73.8492 | NPCC | NYIS | New York Independent System Operator | Hudson River | 22 | NR | 2 | IPP Non-CHP |  | N |  | N |  | N |  |  | X |  | National Grid Generation, LLC | 26751 |  | 345 |  |  | Iroquois Zone 2
59423 | SEPG Operating Services, LLC Effingham | 55406 | Effingham County Power Project | 3440 McCall Road | Rincon | GA | 31326 | Effingham | 32.2773 | -81.2844 | SERC | SOCO | Southern Company Services, Inc. - Trans | Municipality | 22 | NR | 2 | IPP Non-CHP |  | N |  | N |  | Y | 01-141-000 | N | X |  | Georgia Transmission Corp | 7197 | GA | 230 |  |  | Sonat
34028 | Calhoun Power Co LLC | 55409 | Calhoun Energy Center | 720 Green Valley Dr | Eastaboga | AL | 36260 | Calhoun | 33.5883 | -85.9731 | SERC | SOCO | Southern Company Services, Inc. - Trans |  | 22 | NR | 2 | IPP Non-CHP |  | N |  | N |  | Y | 01-212-000 | N | X |  | Alabama Power Co | 195 | AL | 230 | 115 |  | Southern Natural Gas Company, L.L.C.
55987 | CER Generation LLC | 55411 | Hillabee Energy Center | 152 Brick Plant Road | Alexander City | AL | 35010 | Tallapoosa | 33.0007 | -85.9033 | SERC | SOCO | Southern Company Services, Inc. - Trans | Municipality | 22 | NR | 2 | IPP Non-CHP |  | N |  | N |  | N |  | N | X |  | Alabama Power Co | 195 | AL | 230 |  |  | Transco, zone 4
54693 | Osprey Energy Center | 55412 | Osprey Energy Center Power Plant | 1651 W. Derby Ave. | Auburndale | FL | 33823 | Polk | 28.0525 | -81.8083 | FRCC | TEC | Tampa Electric Company | Wells, Municipality | 22 | NR | 2 | IPP Non-CHP |  | N |  | N |  | N |  |  | X |  | Tampa Electric Co | 18454 | FL | 240 |  |  | Gulfstream
40192 | Shady Hills Power Co LLC | 55414 | Shady Hills Generating Station | 14240 Merchant Energy Way | Shady Hills | FL | 34610 | Pasco | 28.3665 | -82.5586 | FRCC | FPC | Progress Energy Florida | Wells | 22 | NR | 2 | IPP Non-CHP |  | N |  | N |  | Y | 02-45-000 | N | X |  | Duke Energy Florida, Inc | 6455 | FL | 230 |  |  | Florida Gas Transmission Company, LLC
39125 | Vandolah Power Co LLC | 55415 | Vandolah Power Station | 2394 Vandolah Road | Wauchula | FL | 33873 | Hardee | 27.5236 | -81.924 | FRCC | FPC | Progress Energy Florida | Wells | 22 | NR | 2 | IPP Non-CHP |  | N |  | N |  | Y | 02-106-000 | N | X |  | Duke Energy Florida, Inc | 6455 | FL | 230 |  |  | Florida Gas Transmission (FGT) and TECO People's Gas (PGS)
19436 | Union Electric Co - (MO) | 55417 | Raccoon Creek Energy Center | 676 Cypress Drive | Flora | IL | 62839 | Clay | 38.6996 | -88.5392 | SERC | MISO | Midcontinent Independent Transmission System Operator, Inc.. |  | 22 | RE | 1 | Electric Utility |  | N |  | N |  | Y | 01-13-000 |  | X |  | Union Electric Co - (MO) | 19436 | MO | 345 |  |  | Enable Mississippi River Transmission Pipeline (MRT)
814 | Entergy Arkansas Inc | 55418 | Hot Spring Generating Facility | 696 Black Branch Rd. | Malvern | AR | 72104 | Hot Spring | 34.2976 | -92.8683 | SERC | MISO | Midcontinent Independent Transmission System Operator, Inc.. | Ouachita River | 22 | RE | 1 | Electric Utility |  | N |  | N |  | Y | 02-78-000 | N | X |  | Entergy Arkansas Inc | 814 | AR | 500 |  |  | Spectra Centerpoint
5347 | Dow Chemical Co | 55419 | Plaquemine Cogeneration Plant | 21255 Highway 1 | Plaquemine | LA | 70765 | Iberville | 30.3217 | -91.2347 | SERC | MISO | Midcontinent Independent Transmission System Operator, Inc.. | Mississippi River | 325 | NR | 7 | Industrial CHP |  | Y | 02-10-000 | N |  | N |  | N | X |  | Entergy Louisiana LLC | 11241 | LA | 230 |  |  | Texaco DIGCO MONTERRAY LIG BRIDGELINE
56490 | LS Power Development LLC | 55422 | DeSoto County Plant | 3800 Roan St. NE | Arcadia | FL | 34266 | DeSoto | 27.2272 | -81.8092 | FRCC | FPL | Florida Power & Light Company | Wells | 22 | NR | 2 | IPP Non-CHP |  | N |  | N |  | Y | 01-251-000 | N | X |  | Florida Power & Light Co | 6452 | FL | 230 |  |  | DeSoto Lateral from 30" West Leg Florida Gas Transport Pipeline (SLBWY).
55839 | Domtar Paper Company LLC | 55429 | Kentucky Mills | PO Box 130, Hwy 1406 | Hawesville | KY | 42348 | Hancock | 37.8948 | -86.6854 | SERC | MISO | Midcontinent Independent Transmission System Operator, Inc.. | Wells | 322 | NR | 7 | Industrial CHP |  | N |  | N |  | N |  | N | X |  | Kenergy Corp | 9964 | KY | 12.48 |  |  | Atmos Energy
13908 | NRG South CentralOperationsInc | 55433 | Bayou Cove Peaking Power | 118 Bergeaux Road | Jennings | LA | 70546 | Acadia | 30.2825 | -92.5997 | SERC | MISO | Midcontinent Independent Transmission System Operator, Inc.. | Wells | 22 | NR | 2 | IPP Non-CHP |  | N |  | N |  | N |  | N | X |  | Entergy Louisiana LLC | 11241 | LA | 138 |  |  | Market Hub Partners-Egan
59371 | Mainline Generation LLC | 55438 | Elgin Energy Center LLC | 1559 Gifford Road | Elgin | IL | 60120 | Kane | 42.0001 | -88.2446 | RFC | PJM | PJM Interconnection, LLC |  | 22 | NR | 2 | IPP Non-CHP |  | N |  | N |  | Y | 14,10 | N | X |  | Commonwealth Edison Co | 4110 | IL | 138 |  |  | NGPL and Horizon
18569 | Tenaska Virginia Partners LP | 55439 | Tenaska Virginia Generating Station | 2300 Branch Road | Scottsville | VA | 24590 | Fluvanna | 37.8667 | -78.3813 | SERC | PJM | PJM Interconnection, LLC | James River | 22 | NR | 2 | IPP Non-CHP |  | N |  | N |  | N |  | N | X |  | Virginia Electric & Power Co | 19876 | VA | 525 |  |  | Willams/Transco
18835 | Tenaska Alabama B LP | 55440 | Tenaska Central Alabama Generating Stn | 3305 Country Road 26 | Billingsley | AL | 36006 | Autauga | 32.6497 | -86.74 | SERC | SOCO | Southern Company Services, Inc. - Trans | Alabama River | 22 | NR | 2 | IPP Non-CHP |  | N |  | N |  | Y | 01-6-000 | N | X |  | Alabama Power Co | 195 | AL | 500 |  |  | Transco, Southern Natural Gas
4045 | City of Columbia - (MO) | 55447 | Columbia Energy Center | 4902 Peabody Road | Columbia | MO | 65202 | Boone | 39.0192 | -92.2629 | SERC | MISO | Midcontinent Independent Transmission System Operator, Inc.. |  | 22 | RE | 1 | Electric Utility |  | N |  | N |  | N |  | N | X |  | City of Columbia - (MO) | 4045 | MO | 69 |  |  | Panhandle Eastern
18642 | Tennessee Valley Authority | 55451 | Magnolia Power Plant | 352 Highway 4 West | Ashland | MS | 38605 | Benton | 34.835 | -89.2026 | SERC | TVA | Tennessee Valley Authority | Wells | 22 | RE | 1 | Electric Utility |  | N |  | N |  | Y | 01-33-000 |  | X |  | Tennessee Valley Authority | 18642 | MS | 350 |  |  | Tennessee Gas Pipeline
6632 | Fountain Valley Power LLC | 55453 | Fountain Valley Power Facility | 18693 Boca Raton Heights | Fountain | CO | 80817 | El Paso | 38.5569 | -104.6875 | WECC | PSCO | Public Service Company of Colorado | Wells | 22 | NR | 2 | IPP Non-CHP |  | N |  | N |  | Y | 01-162-000 | N | X |  | Public Service Co of Colorado | 15466 | CO | 230 |  |  | Kinder Morgan Interstate Gas Trans (KMIGT)
803 | Arizona Public Service Co | 55455 | Red Hawk | 11600 South 363 rd Ave. | Arlintgon | AZ | 85322 | Maricopa | 33.3346 | -112.8406 | WECC | SRP | Salt River Project | Municipality | 22 | RE | 1 | Electric Utility |  | N |  | N |  | N |  | N | X |  | Salt River Project | 16572 | AZ | 500 |  |  | El Paso Transwestern
14063 | Oklahoma Gas & Electric Co | 55457 | McClain Energy Facility | 801 N. E. 34th Street | Newcastle | OK | 73065 | McClain | 35.2977 | -97.5898 | SPP | SWPP | Southwest Power Pool | Oklahoma/Moore Municipality W | 22 | RE | 1 | Electric Utility |  | N |  | N |  | N |  | N | X |  | Oklahoma Gas & Electric Co | 14063 | OK | 138 |  |  | Oneok
14063 | Oklahoma Gas & Electric Co | 55463 | Redbud Power Plant | 20922 Triple X Road | Luther | OK | 73054 | Oklahoma | 35.6856 | -97.2264 | SPP | SWPP | Southwest Power Pool | Municipality | 22 | RE | 1 | Electric Utility |  | N |  | N |  | Y | 01-46-000 | N | X |  | Oklahoma Gas & Electric Co | 14063 | OK | 325 |  |  | Oneok
4994 | Deer Park Energy Center | 55464 | Deer Park Energy Center | 5665 Highway 225 | Deer Park | TX | 77536 | Harris | 29.7134 | -95.1345 | TRE | ERCO | Electric Reliability Council of Texas, Inc. | Municipality-CIWA | 22 | NR | 3 | IPP CHP |  | N |  | N |  | N |  | N | X |  | CenterPoint Energy | 8901 | TX | 345 |  |  | Kinder Morgan Texas Pipeline Energy Transfer Partners Enterprise Texas Pipeline Tejas Gas
2338 | Calpine Central LP | 55465 | Amelia Energy Center |  |  | TX | 77713 | Jefferson | 30.0775 | -94.2344 | SERC |  |  | LNVRA | 22 | NR | 2 | IPP Non-CHP |  | N |  | N |  | N |  |  | X
11241 | Entergy Louisiana LLC | 55467 | Ouachita | 350 Harvey Gregg Rd. | Sterlington | LA | 71280 | Ouachita | 32.7061 | -92.0683 | SERC | MISO | Midcontinent Independent Transmission System Operator, Inc.. | Ouachita River | 22 | RE | 1 | Electric Utility |  | N |  | N |  | Y | 00-133-000 | N | X |  | Entergy Louisiana LLC | 11241 | LA | 500 |  |  | American Midstream Mid-LA, Kinder Morgan
17566 | South Houston Green Power LLC | 55470 | Green Power 2 | 2501 5th Ave South | Texas City | TX | 77590 | Galveston | 29.3781 | -94.9328 | TRE | ERCO | Electric Reliability Council of Texas, Inc. | Gulf Coast Water Authority | 32411 | NR | 7 | Industrial CHP |  | Y | 03-154-002 | N |  | N |  | N | X |  | Texas-New Mexico Power Co | 40051 | TX | 138 |  |  | Enterprise, Kinder Morgan Tejas
19545 | Black Hills Power, Inc. d/b/a | 55477 | Neil Simpson Gas Turbine #2 | 13151 Highway 51 | Gillette | WY | 82718 | Campbell | 44.285 | -105.3786 | WECC | WACM | Western Area Power Administration - Rocky Mountain Region | Wells | 22 | RE | 1 | Electric Utility |  | N |  | N |  | N |  | N | X |  | Black Hills Power Inc | 19545 | WY | 69 |  |  | WBI Energy Transmission Inc. - Coal Seam Pipeline
19545 | Black Hills Power, Inc. d/b/a | 55478 | Lange Gas Turbines | 2900 Lange Road | Rapid City | SD | 57702 | Pennington | 44.1203 | -103.26 | WECC | WACM | Western Area Power Administration - Rocky Mountain Region | Wells | 22 | RE | 1 | Electric Utility |  | N |  | N |  | N |  | N | X |  | Black Hills Power Inc | 19545 | SD | 69 |  |  | Black Hills Power - Lange Pipeline
19545 | Black Hills Power, Inc. d/b/a | 55479 | Wygen 1 | 13151 Highway 51 | Gillette | WY | 82718 | CAMPBELL | 44.2858 | -105.3833 | WECC | WACM | Western Area Power Administration - Rocky Mountain Region | Wells | 22 | NR | 2 | IPP Non-CHP |  | N |  | N |  | N |  | N | X |  | Black Hills Power Inc | 19545 | WY | 230 |  |  | WBI Energy Transmission Inc. - Coal Seam Pipeline
6844 | FPLE Forney LP | 55480 | Forney Energy Center | 13770 W US Hwy 80 | Forney | TX | 75126 | Kaufman | 32.7563 | -96.4916 | TRE | ERCO | Electric Reliability Council of Texas, Inc. | Duck Creek Water Treatment | 22 | NR | 2 | IPP Non-CHP |  | N |  | N |  | Y | 02-124-000 | N | X |  | Oncor Electric Delivery Company LLC | 44372 | TX | 345 |  |  | Kinder Morgan North Texas Pipeline
59532 | CAMS | 55481 | Mesquite Generating Station Block 2 | 37625 W. Elliot Rd | Arlington | AZ | 85322 | Maricopa | 33.345 | -112.8642 | WECC | SRP | Salt River Project | Wells | 22 | NR | 2 | IPP Non-CHP |  | N |  | N |  | Y | 03-105 | N | X |  | Salt River Project | 16572 | AZ | 500 | 230 |  | El Paso/Kinder Morgan Transwestern
15500 | Puget Sound Energy Inc | 55482 | Goldendale Generating Station | 600 Industrial Way | Goldendale | WA | 98620 | Klickitat | 45.8114 | -120.833 | WECC | BPAT | Bonneville Power Administration | Municipal (City of Goldendale) | 22 | RE | 1 | Electric Utility |  | N |  | N |  | N |  |  | X |  | PUD No 1 of Klickitat County | 10393 | WA | 230 |  |  | Williams Northwest Pipeline LLC
20159 | Washington Parish Engy Ctr LLC | 55486 | Washington Parish Energy Center | 18400 Bennett Road | Bogalusa | LA | 70429 | Washington | 30.7914 | -89.9092 | SERC | MISO | Midcontinent Independent Transmission System Operator, Inc.. | Wells | 22 | NR | 2 | IPP Non-CHP |  | N |  | N |  | N |  | N | X |  | Entergy Louisiana LLC | 11241 | LA | 230 |  |  | Florida Gas Pipelines
3057 | Catawba County | 55488 | Blackburn Landfill Co-Generation | 4017 Rockyford Road | Newton | NC | 28658 | CATAWBA | 35.6067 | -81.3006 | SERC | DUK | Duke Energy Carolinas |  | 22 | NR | 3 | IPP CHP |  | N |  | Y | 99-112-001; '02-112-001 | N |  | N | X |  | Duke Energy Carolinas, LLC | 5416 | NC | 12.47
13193 | Naniwa Energy LLC | 55494 | Tri Center Naniwa Energy | 225 Amsterdam Ct | McCarran | NV | 89434 | Storey | 39.5572 | -119.5178 | WECC | NEVP | Nevada Power Company | Tri- Waste And Sewage Co. | 22 | NR | 2 | IPP Non-CHP |  | N |  | N |  | Y | 01-30-000 | N | X |  | Sierra Pacific Power Co | 17166 | NV | 345 |  |  | TransCanada/Tuscarora Gas Transmission Company
19436 | Union Electric Co - (MO) | 55496 | Goose Creek Energy Center | 760 East 2150 North Road | Monticello | IL | 62839 | Piatt | 40.1069 | -88.5999 | SERC | MISO | Midcontinent Independent Transmission System Operator, Inc.. |  | 22 | RE | 1 | Electric Utility |  | N |  | N |  | Y | 03-58-000 |  | X |  | Ameren Illinois Company | 56697 | IL | 345 |  |  | Natural Gas Pipeline (NGPL)
59527 | Calpeak Operating Services, LLC | 55499 | CalPeak Power Vaca Dixon Peaker Plant | 5157 Quinn Road | Vacaville | CA | 95688 | Solano | 38.3989 | -121.924 | WECC | CISO | California Independent System Operator | Municipality | 22 | NR | 2 | IPP Non-CHP |  | N |  | N |  | N |  | N | X |  | Pacific Gas & Electric Co | 14328 | CA | 115 |  |  | Pacific Gas & Electric Co.
10362 | Kiowa Power Partners LLC | 55501 | Kiamichi Energy Facility | 4386 Old 69 Road | Kiowa | OK | 74553 | Pittsburg | 34.6831 | -95.9349 | SPP | ERCO | Electric Reliability Council of Texas, Inc. | Lake Eufala | 22 | NR | 2 | IPP Non-CHP |  | N |  | N |  | Y | 00-157-000 | N | X |  | Oncor Electric Delivery Company LLC | 44372 | TX | 345 |  |  | CenterPoint (Enable); ADT-27 (from east); 2-AD-24 (from west)
343 | AEP Generating Company | 55502 | Lawrenceburg Energy Facility | 582 W. Eads Parkway | Lawrenceburg | IN | 47025 | Dearborn | 39.0911 | -84.8669 | RFC | PJM | PJM Interconnection, LLC | Tanners Creek | 22 | RE | 1 | Electric Utility |  | N |  | N |  | Y | 01-123-000 |  | X |  | Indiana Michigan Power Co | 9324 | IN | 345 |  |  | TEXAS GAS TRANSMISSION, LLC
58620 | AEP Generation Resources Inc | 55503 | AEP Waterford Facility | 201 Righteous Ridge Road | Waterford | OH | 45786 | Washington | 39.5333 | -81.7178 | RFC | PJM | PJM Interconnection, LLC | Muskingum River | 22 | NR | 2 | IPP Non-CHP |  | N |  | N |  | N |  |  | X |  | Ohio Power Co | 14006 | OH | 345 |  |  | TEXAS EASTERN TRANSMISSION LP
30151 | Tri-State G & T Assn, Inc | 55504 | Limon Generating Station | 48303 State Road 71 | Limon | CO | 80828 | Lincoln | 39.2038 | -103.7005 | WECC | WACM | Western Area Power Administration - Rocky Mountain Region | Municipality | 22 | RE | 1 | Electric Utility |  | N |  | N |  | N |  | N | X |  | Tri-State G & T Assn, Inc | 30151 |  | 230 |  |  | Colorado Interstate Gas Company (CIG)
30151 | Tri-State G & T Assn, Inc | 55505 | Frank Knutson | 13501 Powhaten Road | Commerce City | CO | 80022 | Adams | 39.9411 | -104.682 | WECC | PSCO | Public Service Company of Colorado | Wells | 22 | RE | 1 | Electric Utility |  | N |  | N |  | N |  | N | X |  | Public Service Co of Colorado | 15466 | CO | 230 |  |  | Colorado Interstate Gas Company (CIG)
7189 | Gila Bend Power Partners LLC | 55507 | Gila Bend Power Generation Station | 35400 West Sisson Road | Gila Bend | AZ | 85337 | Maricopa | 32.986 | -112.811 | WECC | AZPS | Arizona Public Service Company | Wells | 22 | NR | 2 | IPP Non-CHP |  | N |  | N |  | N |  | N | X |  |  |  |  | 9
59527 | Calpeak Operating Services, LLC | 55508 | CalPeak Power Panoche Peaker Plant | 43699 West Panoche Road | Firebaugh | CA | 93622 | Fresno | 36.6529 | -120.5806 | WECC | CISO | California Independent System Operator | UNK | 22 | NR | 2 | IPP Non-CHP |  | N |  | N |  | N |  | N | X |  | Pacific Gas & Electric Co | 14328 | CA | 115 |  |  | Pacific Gas & Electric Co.
59527 | Calpeak Operating Services, LLC | 55510 | CalPeak Power Border Peaker Plant | 2060 Sanyo Avenue | San Diego | CA | 92154 | San Diego | 32.5624 | -116.9439 | WECC | CISO | California Independent System Operator | Municipality | 22 | NR | 2 | IPP Non-CHP |  | N |  | N |  | N |  | N | X |  | San Diego Gas & Electric Co | 16609 | CA | 69 |  |  | San Diego Gas & Electric Co.
16609 | San Diego Gas & Electric Co | 55512 | Cuyamaca Peak Energy Plant | 200 North Johnson Avenue | El Cajon | CA | 92020 | San Diego | 32.7965 | -116.9721 | WECC | CISO | California Independent System Operator |  | 22 | RE | 1 | Electric Utility |  | N |  | N |  | N |  | N | X |  | San Diego Gas & Electric Co | 16609 | CA | 69 |  |  | San Diego Gas & Electric
59527 | Calpeak Operating Services, LLC | 55513 | CalPeak Power Enterprise Peaker Plant | 201 Enterprise Street | Escondido | CA | 92029 | San Diego | 33.1219 | -117.1174 | WECC | CISO | California Independent System Operator | Municipality | 22 | NR | 2 | IPP Non-CHP |  | N |  | N |  | N |  | N | X |  | San Diego Gas & Electric Co | 16609 | CA | 69 |  |  | San Diego Gas & Electic Co.
11208 | Los Angeles Department of Water & Power | 55514 | Apex Generating Station | 15555 Apex Power Parkway | Las Vegas | NV | 89165 | Clark | 36.416 | -114.9609 | WECC | NEVP | Nevada Power Company | Garnet Valley Well #3 | 22 | RE | 1 | Electric Utility |  | N |  | N |  | N |  | N | X |  | Nevada Power Co | 13407 | NV | 500 |  |  | Kern River
59923 | Dynegy Fayette Energy Facility | 55516 | Fayette Energy Facility | 100 Energy Drive | Masontown | PA | 15461 | Fayette | 39.8592 | -79.9182 | RFC | PJM | PJM Interconnection, LLC | Monongahela River | 22 | NR | 2 | IPP Non-CHP |  | N |  | N |  | Y | 03-20-000 | N | X |  | West Penn Power Company | 20387 | PA | 500 |  |  | Texas Eastern Transmission
56927 | Wallingford Energy LLC | 55517 | Wallingford Energy | 115 John Street | Wallingford | CT | 6492 | New Haven | 41.4487 | -72.8354 | NPCC | ISNE | ISO New England Inc. | Municipality | 22 | NR | 2 | IPP Non-CHP |  | N |  | N |  | Y | 01-153-000 | N | X |  | Town of Wallingford - (CT) | 20038 | CT | 115 |  |  | Spectra Energy, Algonquin Gas Transmission, LLC
56559 | High Desert Power Project LLC | 55518 | High Desert Power Plant | 19000 Perimeter Rd. Suite 102 | Victorville | CA | 92394 | San Bernardino | 34.5953 | -117.3647 | WECC | CISO | California Independent System Operator | Municipality | 22 | NR | 2 | IPP Non-CHP |  | N |  | N |  | Y | 03-109-000 | N | X |  | Southern California Edison Co | 17609 | CA | 230 |  |  | Kern River
803 | Arizona Public Service Co | 55522 | Sundance | 2060 Sundance Road | Casa Grande | AZ | 85228 | Pinal | 32.9285 | -111.5899 | WECC | WALC | Western Area Power Administration - Desert Southwest Region | Municipality | 22 | RE | 1 | Electric Utility |  | N |  | N |  | N |  | N | X |  | WAPA-- Western Area Power Administration | 27000 | AZ | 230 |  |  | El Paso Transwestern
56608 | Calpine Mid-Merit LLC | 55524 | York Energy Center | 1055 Pikes Peak Road | Delta | PA | 17314 | York | 39.7375 | -76.3067 | RFC | PJM | PJM Interconnection, LLC | Conowingo Pool | 22 | NR | 2 | IPP Non-CHP |  | N |  | N |  | Y | 00-177-000 | N | X |  | PECO Energy Co | 14940 | PA | 500 |  |  | Transco Zone 6 Non-NY
12619 | Milwaukee Metro Sewerage Dist | 55525 | MMSD South Shore Wastewater | 8500 S 5th Ave | Oak Creek | WI | 53154 | Milwaukee | 42.8869 | -87.8422 | RFC | MISO | Midcontinent Independent Transmission System Operator, Inc.. |  | 22132 | NR | 5 | Commercial CHP |  | N |  | N |  | N |  | N | X |  | Wisconsin Electric Power Co | 20847 | WI | 24.9 |  |  | Wisconsin Electric Power Co
56772 | TX LFG Energy, LP | 55526 | Atascosita | 3623 Wilson Road | Houston | TX | 77396 | Harris | 29.9522 | -95.2422 | TRE | ERCO | Electric Reliability Council of Texas, Inc. | Municipality | 22 | NR | 2 | IPP Non-CHP |  | N |  | Y | 03-41-001 | N |  | N | X |  | CenterPoint Energy | 8901 | TX | 34.5
12944 | City of Morganton - (NC) | 55534 | Water Filter Plant #2 | 100 Coulter Street | Morganton | NC | 28655 | Burke | 35.7377 | -81.7278 | SERC | DUK | Duke Energy Carolinas |  | 22 | RE | 1 | Electric Utility |  | N |  | N |  | N |  |  | X |  | City of Morganton - (NC) | 12944 | NC | 4.16
20323 | Wellhead Services Inc | 55538 | Escondido Energy Center | 1968 Don Lee Place | Escondido | CA | 92029 | San Diego | 33.1261 | -117.1172 | WECC | CISO | California Independent System Operator | Escondido Water Utility | 22 | NR | 2 | IPP Non-CHP |  | N |  | N |  | Y | 00-124-000 | N | X |  | San Diego Gas & Electric Co | 16609 | CA | 69 |  |  | San Diego Gas and Electric
20323 | Wellhead Services Inc | 55540 | Chula Vista Energy Center | 3497 Main St Chula Vista | Chula Vista | CA | 91911 | San Diego | 32.5917 | -117.0586 | WECC | CISO | California Independent System Operator | Sweetwater Water District | 22 | NR | 2 | IPP Non-CHP |  | N |  | N |  | Y | 00-124-000 | N | X |  | San Diego Gas & Electric Co | 16609 | CA | 69 |  |  | San Diego Gas and Electric
49981 | Diamond Generating Corporation | 55541 | Indigo Energy Facility | 63665 19th Ave. | North Palm Springs | CA | 92258 | Riverside | 33.9109 | -116.553 | WECC | CISO | California Independent System Operator | (Simple Cycle Peaker) | 22 | NR | 2 | IPP Non-CHP |  | N |  | N |  | N |  | N | X |  | Southern California Edison Co | 17609 | CA | 115 |  |  | Southern California Gas Company
49981 | Diamond Generating Corporation | 55542 | Larkspur Energy Facility | 9355 Otay Mesa Road | San Diego | CA | 92154 | San Diego | 32.567 | -116.9442 | WECC | CISO | California Independent System Operator | (Simple Cycle Peaker) | 22 | NR | 2 | IPP Non-CHP |  | N |  | N |  | N |  | N | X |  | San Diego Gas & Electric Co | 16609 | CA | 69 |  |  | San Diego Gas and Electric Company
14372 | Pacific Klamath Energy Inc | 55544 | Klamath Expansion Project | 4940 Hwy 97 South | Klamath Falls | OR | 97603 | Klamath | 42.1727 | -121.8144 | WECC | PACW | PacifiCorp - West |  | 22 | NR | 2 | IPP Non-CHP |  | N |  | N |  | N |  |  | X |  | PacifiCorp | 14354 | OR | 550 |  |  | TransCanada pipeline
2934 | Calpine Corp - Hidalgo | 55545 | Hidalgo Energy Center | 4005 N. Seminary Rd | Edinburg | TX | 78539 | Hidalgo | 26.3417 | -98.1758 | TRE | ERCO | Electric Reliability Council of Texas, Inc. | City Of McAllen | 22 | NR | 2 | IPP Non-CHP |  | N |  | N |  | Y | 00-3562-000 | N | X |  | AEP Texas Central Company | 3278 | TX | 138 |  |  | Duke-Hinshaw Gas Line
56772 | TX LFG Energy, LP | 55551 | Baytown | 4791 Tri-City Beach Road | Baytown | TX | 77520 | Chambers | 29.6744 | -94.9139 | TRE | ERCO | Electric Reliability Council of Texas, Inc. | Municipality | 22 | NR | 2 | IPP Non-CHP |  | N |  | Y | QF03-42 | N |  | N | X |  | CenterPoint Energy | 8901 | TX | 12.5
56772 | TX LFG Energy, LP | 55552 | Bluebonnet | 10000 Beaumont Highway | Houston | TX | 77078 | Harris | 29.8108 | -95.2539 | TRE | ERCO | Electric Reliability Council of Texas, Inc. | Municipality | 22 | NR | 2 | IPP Non-CHP |  | N |  | Y | QF03-39 | N |  |  | X |  | CenterPoint Energy | 8901 | TX | 12.5
56772 | TX LFG Energy, LP | 55554 | Coastal Plains | 21000 State Route 6 | Alvin | TX | 77511 | Galveston | 29.425 | -95.1872 | TRE | ERCO | Electric Reliability Council of Texas, Inc. | Municipality | 22 | NR | 2 | IPP Non-CHP |  | N |  | Y | QF03-40 | N |  | N | X |  | Texas-New Mexico Power Co | 40051 | TX | 12.5
56772 | TX LFG Energy, LP | 55555 | Conroe | 2525 North Loop 336 East | Conroe | TX | 77301 | Montgomery | 30.3375 | -95.4108 | SERC | MISO | Midcontinent Independent Transmission System Operator, Inc.. | Municipality | 22 | NR | 2 | IPP Non-CHP |  | N |  | Y | QF03-44 | N |  |  | X |  |  |  |  | 12.5
56772 | TX LFG Energy, LP | 55556 | Security | 19248 Highway 105 | Cleveland | TX | 77327 | Montgomery | 30.3225 | -95.2681 | SERC | MISO | Midcontinent Independent Transmission System Operator, Inc.. | Municipality | 22 | NR | 2 | IPP Non-CHP |  | N |  | Y | QF03-43 | N |  | N | X |  | Sam Houston Electric Coop Inc | 16613 | TX | 12.5
991 | Air Products & Chemicals Inc | 55557 | Wilmington Hydrogen Plant | 700 N Henry Ford Avenue | Wilmington | CA | 90744 | Los Angeles | 33.7803 | -118.24 | WECC | LDWP | Los Angeles Department of Water and Power | L.A. Dept. of Water and Power | 325188 | NR | 7 | Industrial CHP |  | Y | 95-260-000 | N |  | N |  | N | X |  | Los Angeles Department of Water & Power | 11208 | CA | 34.5
21025 | WPS Power Developement | 55558 | Combined Locks Energy Center | 540 Prospect St | Combined Locks | WI | 54113 | Outagamie | 44.2717 | -88.3011 | RFC | MISO | Midcontinent Independent Transmission System Operator, Inc.. | Fox River | 322122 | NR | 7 | Industrial CHP |  | N |  | N |  | N |  | N | X |  | City of Kaukauna | 10056 | WI | 15 |  |  | Wisconsin Gas Distribution
6607 | FPL Energy Vansycle LLC | 55560 | FPL Energy Vansycle LLC (WA) | 356 Touchet Gardena Road | Touchet | WA | 99360 | Walla Walla | 46.06 | -118.917 | WECC | BPAT | Bonneville Power Administration |  | 22 | NR | 2 | IPP Non-CHP | N | N |  | N |  | N |  | N | X |  | Bonneville Power Administration | 1738 | WA | 230
54725 | CHI Operations Inc | 55561 | Tsar Nicholas LLC | Hwy 1 | Hendricks | MN | 56136 | Lincoln | 44.42 | -96.4347 | MRO | MISO | Midcontinent Independent Transmission System Operator, Inc.. |  | 22 | NR | 2 | IPP Non-CHP |  | N |  | N |  | N |  |  | X |  | Northern States Power Co - Minnesota | 13781 | MN | 34.5
54725 | CHI Operations Inc | 55562 | Sun River LLC | Hwy 1 | Hendricks | MN | 56136 | Lincoln | 44.4289 | -96.4358 | MRO | MISO | Midcontinent Independent Transmission System Operator, Inc.. |  | 22 | NR | 2 | IPP Non-CHP |  | N |  | N |  | N |  |  | X |  | Northern States Power Co - Minnesota | 13781 | MN | 34.5
54725 | CHI Operations Inc | 55563 | Julia Hills LLC | Hwy 1 | Hendricks | MN | 56136 | Lincoln | 44.4231 | -96.4458 | MRO | MISO | Midcontinent Independent Transmission System Operator, Inc.. |  | 22 | NR | 2 | IPP Non-CHP |  | N |  | N |  | N |  |  | X |  | Northern States Power Co - Minnesota | 13781 | MN | 34.5
54725 | CHI Operations Inc | 55564 | Jessica Mills LLC | Hwy 1 | Hendricks | MN | 56136 | Lincoln | 44.4278 | -96.43 | MRO | MISO | Midcontinent Independent Transmission System Operator, Inc.. |  | 22 | NR | 2 | IPP Non-CHP |  | N |  | N |  | N |  |  | X |  | Northern States Power Co - Minnesota | 13781 | MN | 34.5
54725 | CHI Operations Inc | 55565 | Jack River LLC | Hwy 1 | Hendricks | MN | 56136 | Lincoln | 44.4233 | -96.4411 | MRO | MISO | Midcontinent Independent Transmission System Operator, Inc.. |  | 22 | NR | 2 | IPP Non-CHP |  | N |  | N |  | N |  |  | X |  | Northern States Power Co - Minnesota | 13781 | MN | 34.5
54725 | CHI Operations Inc | 55566 | Autumn Hills LLC | Hwy 1 | Hendricks | MN | 56136 | Lincoln | 44.4131 | -96.4325 | MRO | MISO | Midcontinent Independent Transmission System Operator, Inc.. |  | 22 | NR | 2 | IPP Non-CHP |  | N |  | N |  | N |  |  | X |  | Northern States Power Co - Minnesota | 13781 | MN | 34.5
54725 | CHI Operations Inc | 55567 | Winters Spawn LLC | Hwy 14 | Lake Benton | MN | 55149 | Lincoln | 44.2081 | -96.1989 | MRO | MISO | Midcontinent Independent Transmission System Operator, Inc.. |  | 22 | NR | 2 | IPP Non-CHP |  | N |  | N |  | N |  |  | X |  | Northern States Power Co - Minnesota | 13781 | MN | 34.5
54725 | CHI Operations Inc | 55568 | Twin Lake Hills LLC | Hwy 14 | Lake Benton | MN | 55149 | Lincoln | 44.2258 | -96.2789 | MRO | MISO | Midcontinent Independent Transmission System Operator, Inc.. |  | 22 | NR | 2 | IPP Non-CHP |  | N |  | N |  | N |  |  | X |  | Northern States Power Co - Minnesota | 13781 | MN | 34.5
54725 | CHI Operations Inc | 55569 | Spartan Hills LLC | Hwy 14 | Lake Benton | MN | 55149 | Lincoln | 44.2358 | -96.2383 | MRO | MISO | Midcontinent Independent Transmission System Operator, Inc.. |  | 22 | NR | 2 | IPP Non-CHP |  | N |  | N |  | N |  |  | X |  | Northern States Power Co - Minnesota | 13781 | MN | 34.5
54725 | CHI Operations Inc | 55570 | Soliloquoy Ridge LLC | Hwy 14 | Lake Benton | MN | 55149 | Lincoln | 44.2364 | -96.2331 | MRO | MISO | Midcontinent Independent Transmission System Operator, Inc.. |  | 22 | NR | 2 | IPP Non-CHP |  | N |  | N |  | N |  |  | X |  | Northern States Power Co - Minnesota | 13781 | MN | 34.5
54725 | CHI Operations Inc | 55571 | Ruthton Ridge LLC | Hwy 14 | Lake Benton | MN | 55149 | Lincoln | 44.2128 | -96.2131 | MRO | MISO | Midcontinent Independent Transmission System Operator, Inc.. |  | 22 | NR | 2 | IPP Non-CHP |  | N |  | N |  | N |  |  | X |  | Northern States Power Co - Minnesota | 13781 | MN | 34.5
54725 | CHI Operations Inc | 55572 | Hope Creek LLC | Hwy 14 | Lake Benton | MN | 55149 | Lincoln | 44.2275 | -96.2192 | MRO | MISO | Midcontinent Independent Transmission System Operator, Inc.. |  | 22 | NR | 2 | IPP Non-CHP |  | N |  | N |  | N |  |  | X |  | Northern States Power Co - Minnesota | 13781 | MN | 34.5
54725 | CHI Operations Inc | 55573 | Hadley Ridge LLC | Hwy 14 | Lake Benton | MN | 55149 | Lincoln | 44.2253 | -96.235 | MRO | MISO | Midcontinent Independent Transmission System Operator, Inc.. |  | 22 | NR | 2 | IPP Non-CHP |  | N |  | N |  | N |  |  | X |  | Otter Tail Power Co | 14232 | MN | 34.5
54725 | CHI Operations Inc | 55574 | Florence Hills LLC | Hwy 14 | Lake Benton | MN | 55149 | Lincoln | 44.2297 | -96.225 | MRO | MISO | Midcontinent Independent Transmission System Operator, Inc.. |  | 22 | NR | 2 | IPP Non-CHP |  | N |  | N |  | N |  |  | X |  | Northern States Power Co - Minnesota | 13781 | MN | 34.5
54725 | CHI Operations Inc | 55576 | Agassiz Beach LLC | Hwy 9 | Averill | MN | 56536 | Clay | 47.0053 | -96.4356 | MRO | MISO | Midcontinent Independent Transmission System Operator, Inc.. |  | 22 | NR | 2 | IPP Non-CHP |  | N |  | N |  | N |  |  | X |  | Northern States Power Co - Minnesota | 13781 | MN | 24.9
5701 | El Paso Electric Co | 55578 | Hueco Mountain Wind Ranch | State Road 1281 Horizon Blvd. | Horizon City | TX | 79839 | Hudspeth | 31.7158 | -105.9908 | WECC | EPE | El Paso Electric Company |  | 22 | RE | 1 | Electric Utility |  | N |  | N |  | N |  | N | X |  | El Paso Electric Co | 5701 | TX | 13.8
17058 | Shell Wind Energy Inc. | 55579 | Llano Estacado Wind Ranch | 300 South Main, P.O. Box 798 | White Deer | TX | 79097 | Carson | 35.4789 | -101.2439 | SPP | SWPP | Southwest Power Pool |  | 22 | NR | 2 | IPP Non-CHP | N | N |  | Y | 00-58-000 | Y | 02-26-000 | N | X |  | Southwestern Public Service Co | 17718 | TX | 67
6354 | FPL Energy Upton Wind LP | 55581 | King Mountain Wind Ranch 1 | 120 E. 5th Street | McCamey | TX | 79752 | Upton | 31.2092 | -102.2417 | TRE | ERCO | Electric Reliability Council of Texas, Inc. |  | 22 | NR | 2 | IPP Non-CHP |  | N |  | N |  | N |  |  | X |  | AEP Texas North Company | 20404 | TX | 138
25049 | Gas Recovery Systems Inc | 55584 | East Bridgewater | 234 Thatcher Street | East Bridgewater | MA | 2333 | Plymouth | 42.0619 | -70.9794 | NPCC | ISNE | ISO New England Inc. |  | 22 | NR | 2 | IPP Non-CHP |  | N |  | Y | 92-131-000 | N |  |  | X |  | Massachusetts Electric Co | 11804 | MA | 13.8
25049 | Gas Recovery Systems Inc | 55585 | Randolph Electric | 30 Johnson Drive | Randolph | MA | 2368 | Norfolk | 42.1806 | -71.08 | NPCC | ISNE | ISO New England Inc. |  | 22 | NR | 2 | IPP Non-CHP |  | N |  | Y | 97-142-000 | N |  |  | X |  | Massachusetts Electric Co | 11804 | MA | 13.8
25049 | Gas Recovery Systems Inc | 55586 | Halifax Electric | 27 Laurel Street | Halifax | MA | 2338 | Plymouth | 41.9992 | -70.8519 | NPCC | ISNE | ISO New England Inc. |  | 22 | NR | 2 | IPP Non-CHP |  | N |  | Y | 92-132-000 | N |  |  | X |  | Massachusetts Electric Co | 11804 | MA | 13.8
25049 | Gas Recovery Systems Inc | 55588 | GRS Sunset Farms | 9912 Giles Road | Austin | TX | 78754 | Travis | 30.3431 | -97.6203 | TRE | ERCO | Electric Reliability Council of Texas, Inc. |  | 22 | NR | 2 | IPP Non-CHP |  | N |  | Y | 95-280-000 | N |  |  | X |  | Austin Energy | 1015 | TX | 13.8
25049 | Gas Recovery Systems Inc | 55589 | GRS Fall River | 145 Horvitz Road | Fall River | MA | 2726 | Bristol | 41.7487 | -71.1065 | NPCC | ISNE | ISO New England Inc. |  | 22 | NR | 2 | IPP Non-CHP |  | N |  | Y | 92-130-000 | N |  |  | X |  | Massachusetts Electric Co | 11804 | MA | 13.8
25049 | Gas Recovery Systems Inc | 55590 | Chicopee Electric | 855 Burnett Road | Chicopee | MA | 1020 | Hampden | 42.1742 | -72.5311 | NPCC | ISNE | ISO New England Inc. |  | 22 | NR | 2 | IPP Non-CHP |  | N |  | Y | 92-128-000 | N |  |  | X |  | Massachusetts Electric Co | 11804 | MA | 13.8
7011 | Gas Recovery Services-IL Inc | 55591 | Rockford Electric | 8902 N. Illinois Route 251 | Davis Junction | IL | 61020 | Ogle | 41.9972 | -89.3175 | RFC | PJM | PJM Interconnection, LLC |  | 22 | NR | 2 | IPP Non-CHP |  | N |  | Y | 92-133-000 | N |  |  | X |  | Commonwealth Edison Co | 4110 | IL | 12.4
7011 | Gas Recovery Services-IL Inc | 55592 | Mallard Lake Electric | 26 West 570 Schick Road | Hanover Park | IL | 60103 | DuPage | 41.9527 | -88.1437 | RFC | PJM | PJM Interconnection, LLC | Municipality | 22 | NR | 2 | IPP Non-CHP |  | N |  | N |  | Y | 93-069-000 |  | X |  | Commonwealth Edison Co | 4110 | IL | 34.5
7011 | Gas Recovery Services-IL Inc | 55593 | Quad Cities | 13500 Knoxville Road | Milan | IL | 61264 | Rock Island | 41.3744 | -90.5222 | SERC | PJM | PJM Interconnection, LLC |  | 22 | NR | 2 | IPP Non-CHP |  | N |  | Y | 94-035-000 | N |  |  | X |  | Commonwealth Edison Co | 4110 | IL | 13.2
7011 | Gas Recovery Services-IL Inc | 55594 | South Barrington Electric | 55 E. Mundhank Road | South Barrington | IL | 60010 | Cook | 42.0797 | -88.1386 | RFC | PJM | PJM Interconnection, LLC |  | 22 | NR | 2 | IPP Non-CHP |  | N |  | Y | 94-159-002 | N |  |  | X |  | Commonwealth Edison Co | 4110 | IL | 12.4
25049 | Gas Recovery Systems Inc | 55595 | GRS Lyon | 5380 S. Milford Road | New Hudson | MI | 48165 | Washtenaw | 42.1742 | -83.62 | RFC | MISO | Midcontinent Independent Transmission System Operator, Inc.. |  | 22 | NR | 2 | IPP Non-CHP |  | N |  | Y | 92-119-003 | N |  |  | X |  | Detroit Edison Co | 5109 | MI | 13.8
25049 | Gas Recovery Systems Inc | 55596 | GRS Arbor Hills | 10611 West 5 Mile Road | Northville | MI | 48167 | Washtenaw | 42.3953 | -83.558 | RFC | MISO | Midcontinent Independent Transmission System Operator, Inc.. | Well | 22 | NR | 2 | IPP Non-CHP |  | N |  | Y | 92-157-003 | N |  |  | X |  | DTE Electric Company | 5109 | MI | 41.6
25049 | Gas Recovery Systems Inc | 55597 | GRS C&C | 19401 15 Mile Road | Marshall | MI | 49068 | Calhoun | 42.3563 | -85.0058 | RFC | MISO | Midcontinent Independent Transmission System Operator, Inc.. |  | 22 | NR | 2 | IPP Non-CHP |  | N |  | Y | 94-038-000 | N |  |  | X |  | Consumers Energy Co | 4254 | MI | 13.8
57247 | Pine Bend LLC | 55598 | GRS Pine Bend | 2345 East 117th | Inver Grove Heights | MN | 55077 | Dakota | 44.787 | -93.0556 | MRO | MISO | Midcontinent Independent Transmission System Operator, Inc.. | City Of Inver Grove Heights | 22 | NR | 2 | IPP Non-CHP |  | N |  | Y | 95-004-000 | N |  |  | X |  | Northern States Power Co - Minnesota | 13781 | MN | 13.8
25049 | Gas Recovery Systems Inc | 55599 | GRS CMS | 5101 Morehead Road | Concord | NC | 28027 | Cabarrus | 35.3533 | -80.668 | SERC | DUK | Duke Energy Carolinas |  | 22 | NR | 2 | IPP Non-CHP |  | N |  | Y | 97-133-000 | N |  |  | X |  | City of Concord - (NC) | 4150 | NC | 12.9
20323 | Wellhead Services Inc | 55600 | Binghamton Cogen | 22 Charles Street | Binghamton | NY | 13905 | Broome | 42.1072 | -75.9278 | NPCC | NYIS | New York Independent System Operator | City Water | 22 | NR | 3 | IPP CHP |  | N |  | N |  | N |  | N | X |  | New York State Elec & Gas Corp | 13511 | NY | 115 |  |  | New York State Elec & Gas Corp
57250 | MM Prima Deshecha Energy LLC | 55601 | Prima Plant | 32250 LaPata Ave | San Juan Capistrano | CA | 92675 | Orange | 33.4949 | -117.6146 | WECC | CISO | California Independent System Operator |  | 22 | NR | 2 | IPP Non-CHP |  | N |  | Y | 99-18-002 | N |  |  | X |  | San Diego Gas & Electric Co | 16609 | CA | 12
57235 | MM San Diego Energy-North City | 55602 | MM San Diego-North City | 4949 Eastgate Mall Road | San Diego | CA | 92121 | San Diego | 32.8817 | -117.1958 | WECC | CISO | California Independent System Operator |  | 22 | NR | 2 | IPP Non-CHP |  | N |  | Y | 96-119-001 | N |  |  | X |  | San Diego Gas & Electric Co | 16609 | CA | 12.5 |  |  | San Diego Gas & Electric
57251 | MM Tajiguas Energy LLC | 55603 | Tajiguas Plant | 14470 Calle Real | Gaviota | CA | 93117 | Santa Barbara | 34.4383 | -119.9397 | WECC | CISO | California Independent System Operator |  | 22 | NR | 2 | IPP Non-CHP |  | N |  | Y | 95-332-001 | N |  |  | X |  | Southern California Edison Co | 17609 | CA | 12
14354 | PacifiCorp | 55607 | Foote Creek I | H.C. 64 Box 404 | McFadden | WY | 82080 | Carbon | 41.6283 | -106.2013 | WECC | PACE | PacifiCorp - East | Municipality | 22 | RE | 1 | Electric Utility |  | N |  | N |  | N |  |  | X |  | PacifiCorp | 14354 | WY | 135
2770 | Terra-Gen Operating Co LLC | 55608 | Foote Creek II | HC 64 Box 404 | McFadden | WY | 82083 | Albany | 41.6575 | -106.1892 | WECC | PACE | PacifiCorp - East |  | 22 | NR | 2 | IPP Non-CHP |  | N |  | N |  | Y | 99-186-000 |  | X |  | PacifiCorp | 14354 | WY | 135
2770 | Terra-Gen Operating Co LLC | 55609 | Foote Creek III | HC64 Box 404 | McFadden | WY | 82083 | Albany | 41.6665 | -106.1833 | WECC | PACE | PacifiCorp - East |  | 22 | NR | 2 | IPP Non-CHP |  | N |  | N |  | Y | 99-127-00 |  | X |  | PacifiCorp | 14354 | WY | 135
2770 | Terra-Gen Operating Co LLC | 55610 | Foote Creek IV | HC 64 Box 404 | McFadden | WY | 82080 | Carbon | 41.6744 | -106.1805 | WECC | PACE | PacifiCorp - East |  | 22 | NR | 2 | IPP Non-CHP |  | N |  | N |  | Y | 00-168-000 |  | X |  | PacifiCorp | 14354 | WY | 134
50081 | AE Operations LLC | 55611 | Mingo Junction Energy Center | Wheeling Mill Commercial Ave | Mingo Junction | OH | 43938 | Jefferson | 40.3136 | -80.6058 | RFC | PJM | PJM Interconnection, LLC | Wells | 22 | NR | 3 | IPP CHP |  | Y | 96-102-000 | N |  | N |  |  | X |  | Ohio Power Co | 14006 | OH | 138
12773 | Monmouth Energy Inc | 55618 | Monmouth Landfill Gas to Energy | 6000 Asbury Ave | Tinton Falls | NJ | 7724 | Monmouth | 40.2468 | -74.1174 | RFC | PJM | PJM Interconnection, LLC |  | 22 | NR | 2 | IPP Non-CHP |  | N |  | N |  | Y | 98-17-000 | N | X |  | Jersey Central Power & Lt Co | 9726 | NJ | 34.5
20238 | Watchtower Bible & Tract Soc-NY | 55619 | Watchtower Educational Center | 100 Watchtower Drive | Patterson | NY | 12563 | PUTNAM | 41.4984 | -73.5746 | NPCC | NYIS | New York Independent System Operator |  | 813 | NR | 4 | Commercial Non-CHP |  | N |  | N |  | N |  |  | X |  | New York State Elec & Gas Corp | 13511 | NY | 13 |  |  | Columbia
11241 | Entergy Louisiana LLC | 55620 | Perryville Power Station | 11140 Hwy 165 N | Sterlington | LA | 71280 | Ouachita | 32.6908 | -92.0183 | SPP | MISO | Midcontinent Independent Transmission System Operator, Inc.. | Bayou Bartholemew | 22 | RE | 1 | Electric Utility |  | N |  | N |  | N |  | N | X |  | Entergy Louisiana LLC | 11241 | LA | 500 |  |  | Embridge, Tennessee Gas, and Texas Gas
59367 | West Valley Power, LLC | 55622 | West Valley Generation Project | 5935 West 4700 South | West Valley City | UT | 84118 | Salt Lake | 40.6667 | -112.0317 | WECC | PACE | PacifiCorp - East | Municipality | 22 | NR | 2 | IPP Non-CHP |  | N |  | N |  | N |  |  | X |  | PacifiCorp | 14354 | UT | 138 |  |  | Kern River
49971 | Creed Energy Center LLC | 55625 | Creed Energy Center | 6150 Creed Road | Suisun | CA | 94585 | SOLANO | 38.2422 | -121.8547 | WECC | CISO | California Independent System Operator | Well | 22 | NR | 2 | IPP Non-CHP |  | N |  | N |  | Y | 02-150-000 | N | X |  | Pacific Gas & Electric Co | 14328 | CA | 230 |  |  | PG&E Pipeline
49972 | Gilroy Energy Center LLC | 55626 | Lambie Energy Center | 5975 Lambie Road | Suisun | CA | 94585 | Solano | 38.2216 | -121.8683 | WECC | CISO | California Independent System Operator | Wells | 22 | NR | 2 | IPP Non-CHP |  | N |  | N |  | Y | 02-151-000 | N | X |  | Pacific Gas & Electric Co | 14328 | CA | 230 |  |  | PG&E Pipeline
49970 | Goose Haven Energy Center | 55627 | Goose Haven Energy Center | 3853 Goosehaven Road | Suisun | CA | 94585 | Solano | 38.2268 | -121.8433 | WECC | CISO | California Independent System Operator | Wells | 22 | NR | 2 | IPP Non-CHP |  | N |  | N |  | Y | 02-152-000 | N | X |  | Pacific Gas & Electric Co | 14328 | CA | 230 |  |  | PG&E Pipeline
772 | Archer Daniels Midland Co | 55638 | Walhalla | County Road 9 | Walhalla | ND | 58282 | Pembina | 48.9089 | -97.8865 | MRO | MISO | Midcontinent Independent Transmission System Operator, Inc.. | Municipality | 311 | NR | 7 | Industrial CHP |  | N |  | N |  | N |  | N | X |  | Otter Tail Power Co | 14232 | MN | 4
56928 | LSP University Park LLC | 55640 | University Park North | 787 Industrial Drive | University Park | IL | 60484 | Will | 41.4425 | -87.7514 | RFC | PJM | PJM Interconnection, LLC |  | 22 | NR | 2 | IPP Non-CHP |  | N |  | N |  | N |  | N | X |  | Commonwealth Edison Co | 4110 | IL | 345 |  |  | ANR
20856 | Wisconsin Power & Light Co | 55641 | Riverside Energy Center | 1401 W. B-R Town Line Road | Beloit | WI | 53511 | Rock | 42.5831 | -89.0358 | MRO | MISO | Midcontinent Independent Transmission System Operator, Inc.. | Wells | 22 | RE | 1 | Electric Utility |  | N |  | N |  | N |  | N | X |  | American Transmission Co | 659 | WI | 138 |  |  | ANR
2799 | Calpine Corp - Metcalf Energy Center | 55642 | Moapa Paiute Energy Center | N/A | Moapa | NV | 89030 | Clark | 36.702 | -114.5125 | WECC | CISO | California Independent System Operator | Well | 22 | NR | 2 | IPP Non-CHP |  | N |  | N |  | N |  |  | X |  | Pacific Gas & Electric Co | 14328 | CA | 230
15466 | Public Service Co of Colorado | 55645 | Blue Spruce Energy Center | 1751 N Powhaton Rd | Aurora | CO | 80019 | Adams | 39.7479 | -104.6814 | WECC | PSCO | Public Service Company of Colorado | Wells | 22 | RE | 1 | Electric Utility |  | N |  | N |  | N |  | N | X |  | Public Service Co of Colorado | 15466 | CO | 230 |  |  | CIG
15142 | Plains End Operating Services LLC | 55650 | Plains End | 8950 Highway 93 | Arvada | CO | 80001 | Jefferson | 39.8575 | -105.226 | WECC | PSCO | Public Service Company of Colorado |  | 22 | NR | 2 | IPP Non-CHP |  | N |  | N |  | Y | 01-229-000 | N | X |  | Public Service Co of Colorado | 15466 | CO | 230 |  |  | PSCo gas transmission system
22500 | Westar Energy Inc | 55651 | Spring Creek Energy Center | 13200 South Council Road | Edmond | OK | 73025 | Logan | 35.7422 | -97.655 | SPP | SWPP | Southwest Power Pool | Deer Creek Water Corp | 22 | RE | 1 | Electric Utility |  | N |  | N |  | N |  | N | X |  | Westar Energy Inc | 22500 | KS | 345 |  |  | OneOk Gas Transportation Facility
23279 | Allegheny Energy Supply Co LLC | 55654 | FirstEnergy Chambersburg | -- | Chambersburg | PA | 17235 | Franklin | 39.8669 | -77.6858 | RFC | PJM | PJM Interconnection, LLC | Municipality | 22 | NR | 2 | IPP Non-CHP |  | N |  | N |  | N |  | N | X |  | West Penn Power Company | 20387 | PA | 138 |  |  | texas Eastern
20447 | Western Farmers Elec Coop, Inc | 55655 | WFEC GenCo LLC | 701 B NE 7th Street | Anadarko | OK | 73005 | Caddo | 35.0833 | -98.2264 | SPP | SWPP | Southwest Power Pool | Ft Cobb Lake | 22 | RE | 1 | Electric Utility |  | N |  | N |  | Y | 00-247-000 | N | X |  | Western Farmers Elec Coop, Inc | 20447 |  | 138 |  |  | ONEOK Gas Company
2820 | Calpine Corp - Pastoria Energy Center | 55656 | Pastoria Energy Facility, LLC | 39789 Edmonston Pumping plant | Lebec | CA | 93243 | Kern | 34.9556 | -118.844 | WECC | CISO | California Independent System Operator | Wheeler Ridge Maricopa Water | 22 | NR | 2 | IPP Non-CHP |  | N |  | N |  | Y | 01-299-000 | N | X |  | Southern California Edison Co | 17609 | CA | 230 |  |  | Mojave Pipeline
13538 | Essential Power Newington LLC | 55661 | Essential Power Newington LLC | 99 Old Dover Road | Newington | NH | 3801 | Rockingham | 43.1047 | -70.8061 | NPCC | ISNE | ISO New England Inc. | Piscataqua River | 22 | NR | 2 | IPP Non-CHP |  | N |  | N |  | N |  | N | X |  | Public Service Co of NH | 15472 | NH | 345 |  |  | Maritimes & Northeast
14354 | PacifiCorp | 55662 | Chehalis Generating Facility | 1813 Bishop Road | Chehalis | WA | 98532 | Lewis | 46.6225 | -122.9131 | WECC | BPAT | Bonneville Power Administration | Dry Cooling System | 22 | RE | 1 | Electric Utility |  | N |  | N |  | Y | 01-269-000 |  | X |  | Bonneville Power Administration | 1738 | WA | 500 |  |  | Northwest Pipeline
39347 | East Texas Electric Coop, Inc | 55664 | Harrison County Power Project | 12039 SH 43 South | Marshall | TX | 75670 | Harrison | 32.3958 | -94.4367 | SPP | SWPP | Southwest Power Pool | City Of Longview | 22 | RE | 1 | Electric Utility |  | N |  | N |  | Y | 02-25-000 |  | X |  | AEP Texas North Company | 20404 | TX | 345 |  |  | Gulf South Pipeline Company, NGPL/Kinder Morgan
11275 | Lower Mount Bethel Energy LLC | 55667 | Lower Mount Bethel Energy | 6079 DePues Ferry Road | Bangor | PA | 18013 | Northampton | 40.8019 | -75.1076 | RFC | PJM | PJM Interconnection, LLC | Delaware River | 22 | NR | 2 | IPP Non-CHP |  | N |  | N |  | Y | 02-174-000 | N | X |  | PPL Electric Utilities Corp | 14715 | PA | 16.8 |  |  | Texas Eastern, Transcontinental, and Columbia
59417 | SEPG Operating Services, LLC ALS | 55672 | AL Sandersville LLC | 1600 Mills Lindsey School Road | Warthen | GA | 31094 | Washington | 33.1189 | -82.8608 | SERC | SOCO | Southern Company Services, Inc. - Trans | Wells | 22 | NR | 2 | IPP Non-CHP |  | N |  | N |  | Y | 02-94-000 | N | X |  | Georgia Power Co | 7140 | GA | 500 |  |  | Sonat
58149 | Renewable World Energies LLC | 55684 | Flambeau Crowley Rapids Project | N13706 Crowley Road | Park Falls | WI | 54552 | Price | 45.8683 | -90.5844 | MRO | MISO | Midcontinent Independent Transmission System Operator, Inc.. | Flambeau River | 22 | NR | 2 | IPP Non-CHP |  | N |  | N |  | N |  |  | X |  | Northern States Power Co | 13780 | WI | 34.5
58149 | Renewable World Energies LLC | 55685 | Flambeau Lower Project | 1301 First Avenue South | Park Falls | WI | 54552 | Price | 45.9135 | -90.4475 | MRO | MISO | Midcontinent Independent Transmission System Operator, Inc.. | Flambeau River | 22 | NR | 2 | IPP Non-CHP |  | N |  | N |  | N |  |  | X |  | Northern States Power Co | 13780 | WI | 34.5
13407 | Nevada Power Co | 55687 | Higgins Generating Station | 1275 E Primm Blvd. | Primm | NV | 89019 | Clark | 35.6139 | -115.3561 | WECC | NEVP | Nevada Power Company | Treated Wastewater | 22 | RE | 1 | Electric Utility |  | N |  | N |  | Y | 03-53-000 |  | X |  | Nevada Power Co | 13407 | NV | 230 |  |  | Kern River
56607 | Calpine Bethlehem LLC | 55690 | Bethlehem Power Plant | 2254 Applebutter Road | Bethlehem | PA | 18015 | Northampton | 40.6175 | -75.3147 | RFC | PJM | PJM Interconnection, LLC | Lehigh River | 22 | NR | 2 | IPP Non-CHP |  | N |  | N |  | Y | 02-163-000 | N | X |  | PPL Electric Utilities Corp | 14715 | PA | 500 | 230 |  | UGI Utilities, Inc.
18642 | Tennessee Valley Authority | 55694 | Quantum Choctaw Power LLC | 2510 Pensacola Road | Ackerman | MS | 39735 | Choctaw | 33.3792 | -89.2089 | SERC | TVA | Tennessee Valley Authority | Deep Wells | 22 | RE | 1 | Electric Utility |  | N |  | N |  | N |  |  | X |  | Tennessee Valley Authority | 18642 | MS | 500 |  |  | Texas Eastern M1
7724 | GWF Energy LLC | 55698 | Hanford Energy Park Peaker | 10550 Idaho Ave | Hanford | CA | 93230 | Kings | 36.2701 | -119.6481 | WECC | CISO | California Independent System Operator | Wells | 22 | NR | 2 | IPP Non-CHP |  | N |  | N |  | Y | 01-225-000 | N | X |  | Pacific Gas & Electric Co | 14328 | CA | 115 |  |  | SL-504D - Southern California Gas Company
1268 | Bayswater Peaking Facility LLC | 55699 | Bayswater Peaking Facility LLC | 14-25 Bay 24th Street | Far Rockaway | NY | 11691 | Queens | 40.6107 | -73.7622 | NPCC | NYIS | New York Independent System Operator | Municipality | 22 | NR | 2 | IPP Non-CHP |  | N |  | N |  | Y | 02-61-000 | N | X |  | Long Island Power Authority | 11171 | NY | 69 |  |  | National Grid
15500 | Puget Sound Energy Inc | 55700 | Mint Farm Generating Station | 1200 Prudential Blvd | Longview | WA | 98632 | Cowlitz | 46.1388 | -122.9855 | WECC | BPAT | Bonneville Power Administration | Wells | 22 | RE | 1 | Electric Utility |  | N |  | N |  | N |  | N | X |  | Bonneville Power Administration | 1738 | WA | 230 |  |  | Cascade Natural Gas Corp.
40577 | American Mun Power-Ohio, Inc | 55701 | Fremont Energy Center | 1275 County Rd 138A | Fremont | OH | 43420 | SANDUSKY | 41.3771 | -83.1614 | RFC | PJM | PJM Interconnection, LLC | Municipality | 22 | RE | 1 | Electric Utility |  | N |  | N |  | Y | 01-281-000 | N | X |  | American Transmission Systems Inc | 56162 | OH | 138 |  |  | Dominion East Ohio Gas Company
54885 | NRG Wholesale Generation LP | 55706 | Choctaw County | 2446 Highway 407 | French Camp | MS | 39745 | Choctaw | 33.2881 | -89.4201 | SERC | TVA | Tennessee Valley Authority | Wells | 22 | NR | 2 | IPP Non-CHP |  | N |  | N |  | Y | 04-77-000 | N | X |  | Tennessee Valley Authority | 18642 | MS | 500 |  |  | Texas Eastern Transmission
17650 | Southern Power Co | 55708 | Nacogdoches Power | 499 County Road 988 | Cushing | TX | 75760 | Nacogdoches | 31.8321 | -94.9006 | TRE | ERCO | Electric Reliability Council of Texas, Inc. | Lake Striker | 22 | NR | 2 | IPP Non-CHP |  | N |  | N |  | N |  |  | X |  | Oncor Electric Delivery Company LLC | 44372 | TX | 138
23279 | Allegheny Energy Supply Co LLC | 55710 | FirstEnergy Allegheny Energy Units 3 4 & 5 | Butler Street Exit | Springdale | PA | 15144 | Allegheny | 40.5453 | -79.7686 | RFC | PJM | PJM Interconnection, LLC | Allegheney River | 22 | NR | 2 | IPP Non-CHP |  | N |  | N |  | N |  | N | X |  | West Penn Power Company | 20387 | PA | 138 |  |  | Dominion Transmission
23279 | Allegheny Energy Supply Co LLC | 55711 | FirstEnergy | -- | Salome | AZ | 85348 | La Paz | 33.9358 | -113.555 | RFC |  | No BA | n/a | 22 | NR | 2 | IPP Non-CHP |  | N |  | N |  | N |  |  | X |  |  | 6641 | MS | 34.5
807 | Arkansas Electric Coop Corp | 55714 | Magnet Cove | 410 Henderson Road | Malvern | AR | 72104 | Hot Spring | 34.4297 | -92.8317 | SERC | MISO | Midcontinent Independent Transmission System Operator, Inc.. | Ouachita River | 22 | RE | 1 | Electric Utility |  | N |  | N |  | Y | 02-68-000 | N | X |  | Entergy Arkansas Inc | 814 | AR | 500 |  |  | Enable Gas Transmission
5109 | DTE Electric Company | 55718 | Dean | 4490 River Road | East China | MI | 48054 | St Clair | 42.7725 | -82.4953 | RFC | MISO | Midcontinent Independent Transmission System Operator, Inc.. |  | 22 | RE | 1 | Electric Utility |  | N |  | N |  | Y | 02-85-000 | N | X |  | ITC Transmission | 56068 | MI | 120 |  |  | SEMCO Lateral MichCon Pipeline
19740 | AES Wind Generation Inc | 55719 | Mountain View I&2 | 19435 Ruppert Street | North Palm Springs | CA | 92258 | Riverside | 33.9211 | -116.5642 | WECC | CISO | California Independent System Operator |  | 22 | NR | 2 | IPP Non-CHP |  | N |  | N |  | Y | 01-93-000 |  | X |  | Southern California Edison Co | 17609 | CA | 135
9191 | Idaho Power Co | 55733 | Bennett Mountain | 2750 NE Industrial Way | Mountain Home | ID | 83647 | Elmore | 43.1472 | -115.6666 | WECC | IPCO | Idaho Power Company |  | 22 | RE | 1 | Electric Utility |  | N |  | N |  | N |  | N | X |  | Idaho Power Co | 9191 | ID | 230 |  |  | Williams Northwest Pipeline
7531 | Gray County Wind Energy LLC | 55734 | Gray County Wind Energy | 100 W. Mexitli Street | Montezuma | KS | 67867 | Gray | 37.6133 | -100.3782 | SPP | SWPP | Southwest Power Pool |  | 22 | NR | 2 | IPP Non-CHP |  | N |  | N |  | N |  | N | X |  | Victory Electric Coop Assn Inc | 19820 | KS | 115
59924 | Dynegy Hanging Rock Energy Facility | 55736 | Hanging Rock Energy Facility | 1395 County Rd 1A | Ironton | OH | 45638 | Lawrence | 38.5731 | -82.7833 | RFC | PJM | PJM Interconnection, LLC | Ohio River | 22 | NR | 2 | IPP Non-CHP |  | N |  | N |  | N |  | N | X |  | Ohio Power Co | 14006 | OH | 765 |  |  | Texas Eastern Transmission or Tennessee Gas Pipeline Company
23279 | Allegheny Energy Supply Co LLC | 55738 | Buchanan Generation LLC | Rt 626 off Rt 460 | Keen Mountain | VA | 24631 | Buchanan | 37.1753 | -81.9614 | RFC | PJM | PJM Interconnection, LLC | Municipality | 22 | NR | 2 | IPP Non-CHP |  | N |  | N |  | N |  | N | X |  | West Penn Power Company | 20387 | PA | 138 |  |  | Columbia Gas Transmission
59496 | Allete Clean Energy | 55739 | Condon Windpower LLC | 15981 Highway 206 | Condon | OR | 97823 | Gilliam | 45.2766 | -120.2794 | WECC | BPAT | Bonneville Power Administration |  | 22 | NR | 2 | IPP Non-CHP |  | N |  | N |  | Y | 02-29-000 | N | X |  | Bonneville Power Administration | 1738 | OR | 115
58772 | MHI Wind Power | 55740 | Rock River I LLC | HC64 Box 404 | McFadden | WY | 82083 | Carbon | 41.7172 | -106.1077 | WECC | PACE | PacifiCorp - East |  | 22 | NR | 2 | IPP Non-CHP |  | N |  | N |  | Y | 01-271-000 |  | X |  | PacifiCorp | 14354 | WY | 135
5906 | EDF Renewable Services Inc | 55741 | Ridge Crest Wind Partners | 502 Main Street | Peetz | CO | 80747 | Logan | 40.9459 | -103.162 | WECC | PSCO | Public Service Company of Colorado |  | 22 | NR | 2 | IPP Non-CHP |  | N |  | N |  | N |  |  | X |  | Public Service Co of Colorado | 15466 | CO | 34.5
20847 | Wisconsin Electric Power Co | 55742 | Montfort Wind Energy Center | 3145 Anderson Lane | Montfort | WI | 53569 | Iowa | 42.9625 | -90.3867 | RFC | MISO | Midcontinent Independent Transmission System Operator, Inc.. |  | 22 | RE | 1 | Electric Utility |  | N |  | N |  | N |  | N | X |  | American Transmission Co | 659 | WI | 69
13866 | NWP Indian Mesa Wind Farm LP | 55747 | NWP Indian Mesa Wind Farm | Bar M Ranch | Iraan | TX | 79744 | Pecos | 30.9315 | -102.2014 | TRE | ERCO | Electric Reliability Council of Texas, Inc. |  | 22 | NR | 2 | IPP Non-CHP |  | N |  | N |  | Y | 01-166-000 |  | X |  | AEP Texas North Company | 20404 | TX | 34.5
2860 | Los Esteros Critical Energy Facility LLC | 55748 | Los Esteros Critical Energy Center | 800 Thomas Foon Chew Way | San Jose | CA | 95134 | Santa Clara | 37.425 | -121.9319 | WECC | CISO | California Independent System Operator | Municipality | 22 | NR | 2 | IPP Non-CHP |  | N |  | N |  | Y | 02-130-000 | N | X |  | Pacific Gas & Electric Co | 14328 | CA | 115 |  |  | PACIFIC GAS & ELECTRIC V01
16233 | Heorot Power Management | 55749 | Hardin Generator Project | Rt 1 Bx 1144A Sugar Factory Rd | Hardin | MT | 59034 | Big Horn | 45.7578 | -107.6 | WECC | NWMT | NorthWestern Energy (NWMT) | Bighorn River | 22 | NR | 2 | IPP Non-CHP |  | N |  | N |  | Y | 02-173-000 | N | X |  | NorthWestern Energy LLC - (MT) | 12825 | MT | 115 |  |  | Montana Dakota Utilities
17412 | County of Sonoma Dept of Trnsp | 55752 | Sonoma Central Landfill Phase I | 500 Mecham Road | Petaluma | CA | 94952 | Sonoma | 38.3017 | -122.7489 | WECC | CISO | California Independent System Operator | Closed System/Radiator | 562212 | NR | 4 | Commercial Non-CHP |  | N |  | Y | 97-116-000 | N |  | N | X |  | Pacific Gas & Electric Co | 14328 | CA | 60
17412 | County of Sonoma Dept of Trnsp | 55753 | Sonoma Central Landfill Phase II | 500 Mecham Road | Petaluma | CA | 94952 | Sonoma | 38.3017 | -122.7489 | WECC | CISO | California Independent System Operator | Closed System/Radiator | 562212 | NR | 4 | Commercial Non-CHP |  | N |  | Y | 02-1330-001 | N |  | N | X |  | Pacific Gas & Electric Co | 14328 | CA | 60
12758 | Model City Energy LLC | 55757 | Model City Energy Facility | 1447 Pletcher Road | Youngstown | NY | 14174 | Niagara | 43.2094 | -78.9836 | NPCC | NYIS | New York Independent System Operator | Town water | 22 | NR | 2 | IPP Non-CHP |  | N |  | Y | 01-122-000 | N |  | N | X |  | Niagara Mohawk Power Corp. | 13573 | NY | 34.5
9205 | Illinois Electricial Gen Partn | 55759 | Roxana Resource Recovery | 4600 Cahokia Creek Rd. | Roxana | IL | 62084 | Madison | 38.8311 | -90.0119 | SERC | MISO | Midcontinent Independent Transmission System Operator, Inc.. |  | 22 | NR | 2 | IPP Non-CHP |  | N |  | Y | 97-110-000 | N |  | N | X |  |  |  |  | 12.47
9205 | Illinois Electricial Gen Partn | 55760 | Streator Energy Partners LLC | 2111 Coalville Road | Streator | IL | 61634 | Livingston | 41.0919 | -88.8519 | RFC | PJM | PJM Interconnection, LLC |  | 22 | NR | 2 | IPP Non-CHP |  | N |  | Y | 97-114-000 | N |  | N | X |  | Commonwealth Edison Co | 4110 | IL | 12.47
9205 | Illinois Electricial Gen Partn | 55761 | Devonshire Power Partners LLC | 795 E 138 Street | Dolton | IL | 60419 | Cook | 41.645 | -87.6011 | RFC | PJM | PJM Interconnection, LLC |  | 22 | NR | 2 | IPP Non-CHP |  | N |  | Y | 97-26-00 | N |  |  | X |  | Commonwealth Edison Co | 4110 | IL | 34.5
9205 | Illinois Electricial Gen Partn | 55762 | Brickyard Energy Partners LLC | 601 E Brickyard Road | Danville | IL | 61832 | Vermilion | 40.1003 | -87.6111 | SERC | MISO | Midcontinent Independent Transmission System Operator, Inc.. |  | 22 | NR | 2 | IPP Non-CHP |  | N |  | Y | 97-120-000 | N |  |  | X |  | Ameren Illinois Company | 56697 | IL | 12.47
9205 | Illinois Electricial Gen Partn | 55763 | Dixon/Lee Energy Partners LLC | 1279 Batan Road | Dixon | IL | 61021 | Lee | 41.7375 | -89.3848 | RFC | PJM | PJM Interconnection, LLC |  | 22 | NR | 2 | IPP Non-CHP |  | N |  | Y | 97-108-000 | N |  |  | X |  | Commonwealth Edison Co | 4110 | IL | 12.47
9205 | Illinois Electricial Gen Partn | 55764 | Upper Rock Energy Partners LLC | 17201 20th Ave North | East Moline | IL | 61244 | Rock Island | 41.5367 | -90.3761 | MRO | MISO | Midcontinent Independent Transmission System Operator, Inc.. |  | 22 | NR | 2 | IPP Non-CHP |  | N |  | Y | 97-111-000 | N |  | N | X |  | MidAmerican Energy Co | 12341 | IL | 13.2
20183 | Waste Management Inc | 55765 | Green Knight Energy Center | 2147 Pen Argyl Road | Pen Argyl | PA | 18072 | Northampton | 40.8592 | -75.2627 | RFC | PJM | PJM Interconnection, LLC |  | 22 | NR | 2 | IPP Non-CHP |  | N |  | Y | 00-19-000 | N |  | N | X |  | Metropolitan Edison Co | 12390 | PA | 34.5
16546 | Sacramento County of Dpt Waste | 55766 | Kiefer Landfill | 12701 Kiefer Blvd | Sloughhouse | CA | 95683 | Sacramento | 38.5136 | -121.1944 | WECC | BANC | Balancing Authority of Northern California |  | 562212 | NR | 4 | Commercial Non-CHP |  | N |  | N |  | N |  | N | X |  | Sacramento Municipal Util Dist | 16534 | CA | 69
9205 | Illinois Electricial Gen Partn | 55767 | Riveside Resource Recovery LLC | 1371 North Joliet Road | Romeoville | IL | 60441 | Will | 41.685 | -88.05 | RFC | PJM | PJM Interconnection, LLC |  | 22 | NR | 2 | IPP Non-CHP |  | N |  | Y | 97-25-0000 | N |  |  | X |  | Commonwealth Edison Co | 4110 | IL | 12.47
9205 | Illinois Electricial Gen Partn | 55768 | Avon Energy Partners LLC | 2000 East 122nd Street | Chicago | IL | 60633 | Cook | 41.6742 | -87.5786 | RFC | PJM | PJM Interconnection, LLC |  | 22 | NR | 2 | IPP Non-CHP |  | N |  | Y | 97-24-000 | N |  |  | X |  | Commonwealth Edison Co | 4110 | IL | 12.47
49880 | EDP Renewables North America LLC | 55769 | Madison Windpower LLC | Stone Road | Madison | NY | 13402 | Madison | 42.8947 | -75.4517 | NPCC | NYIS | New York Independent System Operator |  | 22 | NR | 2 | IPP Non-CHP |  | N |  | N |  | Y | 00-103-000; 05-232-000 |  | X |  | New York State Elec & Gas Corp | 13511 | NY | 115
4767 | Dane County Public Works | 55770 | Dane County Landfill #2 Rodefeld | 7102 US Highway 12 & 18 | Madison | WI | 53713 | DANE | 43.0453 | -89.2539 | MRO | MISO | Midcontinent Independent Transmission System Operator, Inc.. |  | 22 | NR | 2 | IPP Non-CHP |  | N |  | N |  | N |  |  | X |  | Madison Gas & Electric Co | 11479 | WI | 13.8
9205 | Illinois Electricial Gen Partn | 55773 | Countyside Genco LLC | 1292 S Route 83 | Grayslake | IL | 60030 | Lake | 42.3211 | -88.0319 | RFC | PJM | PJM Interconnection, LLC |  | 22 | NR | 2 | IPP Non-CHP |  | N |  | Y | 98-27-000 | N |  | N | X |  | Commonwealth Edison Co | 4110 | IL | 12.47
9205 | Illinois Electricial Gen Partn | 55774 | Morris Genco LLC | 1800 Ashley Road | Morris | IL | 60450 | Grundy | 41.3776 | -88.4012 | RFC | PJM | PJM Interconnection, LLC |  | 22 | NR | 2 | IPP Non-CHP |  | N |  | Y | 98-55-000 | N |  | N | X |  | Commonwealth Edison Co | 4110 | IL | 34.5
21148 | Zapco Energy Tactics Corp | 55776 | Barre | 99 Barre Depot Road | Barre | MA | 1005 | Worcester | 42.3875 | -72.0781 | NPCC | ISNE | ISO New England Inc. |  | 22 | NR | 2 | IPP Non-CHP |  | N |  | Y | 97-125-003 | N |  | N | X |  | New England Power Company | 13433 |  | 13.8
56334 | WEHRAN Energy Corporation | 55778 | Brookhaven Facility | 350 Horse Block Road | Brookhaven | NY | 11719 | Suffolk | 40.7783 | -72.9156 | NPCC | NYIS | New York Independent System Operator |  | 22 | NR | 2 | IPP Non-CHP |  | N |  | Y | 82-214-000 | N |  | N | X |  | Long Island Power Authority | 11171 | NY | 13.2
21148 | Zapco Energy Tactics Corp | 55779 | Dunbarton Energy Partners LP | 625 Dunbarton Road | Manchester | NH | 3102 | Hillsborough | 43.02 | -71.4944 | NPCC | ISNE | ISO New England Inc. |  | 22 | NR | 2 | IPP Non-CHP |  | N |  | Y | 88-446-002 | N |  | N | X |  | Public Service Co of NH | 15472 | NH | 13.8
2087 | Bowie Power Station LLC | 55780 | Bowie Power Station LLC | 600 W Rosewood | Bowie | AZ | 85605 | Cochise | 32.3642 | -109.4959 | WECC | TEPC | Tucson Electric Power Company | Wells | 22 | NR | 3 | IPP CHP |  | N |  | N |  | Y | 03-43-000 | N | X |  | Tucson Electric Power Co | 24211 | AZ | 345 |  |  | El Paso Natural Gas pipeline
55728 | Bright Light Capital LLC | 55782 | Wilmont Hills LLC | Hwy 91 | Wilmont | MN | 56155 | Nobles | 43.7547 | -95.8534 | MRO | MISO | Midcontinent Independent Transmission System Operator, Inc.. |  | 22 | NR | 2 | IPP Non-CHP |  | N |  | N |  | N |  |  | X |  | Nobles Cooperative Electric | 13684 | MN | 34.5
56852 | Edgewood Energy LLC | 55786 | Edgewood Energy LLC | West End Campus Road | Brentwood | NY | 11717 | Suffolk | 40.7861 | -73.2931 | NPCC | NYIS | New York Independent System Operator | Municipality | 22 | NR | 2 | IPP Non-CHP |  | N |  | N |  | Y | 02-132-000 |  | X |  | Long Island Power Authority | 11171 | NY | 69 |  |  | Transco Z6 NY
56853 | Shoreham Energy LLC | 55787 | Shoreham Energy LLC | 227 N. County Road | Shoreham | NY | 11719 | Suffolk | 40.9571 | -72.8659 | NPCC | NYIS | New York Independent System Operator | Municipality | 22 | NR | 2 | IPP Non-CHP |  | N |  | N |  | Y | 02-133-000 |  | X |  | Long Island Power Authority | 11171 | NY | 69
34688 | CHI Energy Inc | 55790 | Fenner Wind | 5508 Bellinger Rd. | Cazenovia | NY | 13035 | Madison | 42.989 | -75.7625 | NPCC | NYIS | New York Independent System Operator |  | 22 | NR | 2 | IPP Non-CHP |  | N |  | N |  | N |  |  | X |  | Niagara Mohawk Power Corp. | 13573 | NY | 115
14629 | Pecos Wind II LP | 55795 | Woodward Mountain II | 6.5 miles South Hwy | Girvin | TX | 79740 | Pecos | 30.9514 | -102.4141 | TRE | ERCO | Electric Reliability Council of Texas, Inc. |  | 22 | NR | 2 | IPP Non-CHP |  | N |  | N |  | N |  |  | X |  | AEP Texas North Company | 20404 | TX | 34.5
14628 | Pecos Wind I LP | 55796 | Woodward Mountain I | 6.5 miles South Hwy | Girvin | TX | 79740 | Pecos | 30.9514 | -102.4141 | TRE | ERCO | Electric Reliability Council of Texas, Inc. |  | 22 | NR | 2 | IPP Non-CHP | N | N |  | N |  | N |  | N | X |  | AEP Texas North Company | 20404 | TX | 34.5
55703 | Otsego Paper Inc | 55799 | Otsego Mill Power Plant | 320 North Farmer Street | Otsego | MI | 49078 | Allegan | 42.4628 | -85.6961 | RFC | MISO | Midcontinent Independent Transmission System Operator, Inc.. |  | 32213 | NR | 7 | Industrial CHP |  | N |  | N |  | N |  | N | X |  | Consumers Energy Co | 4254 | MI | 46 |  |  | Michigan Gas Utilities
6693 | FPL Energy Marcus Hook LP | 55801 | FPL Energy Marcus Hook LP | Delaware Ave | Marcus Hook | PA | 19061 | Delaware | 39.807 | -75.4216 | RFC | PJM | PJM Interconnection, LLC | Delaware River | 22 | NR | 3 | IPP CHP |  | N |  | N |  | Y | 02-27-000 | N | X |  | PECO Energy Co | 14940 | PA | 230 |  |  | TRANSCO
55972 | Valencia Power LLC | 55802 | Valencia Energy Facility | 55 Christine Dr | Belen | NM | 87002 | Valencia | 34.6115 | -106.7322 | WECC | PNM | Public Service Company of New Mexico | Rio Grande Utility Corp | 22 | NR | 2 | IPP Non-CHP |  | N |  | N |  | N |  |  | X |  | Public Service Co of NM | 15473 | NM | 115 |  |  | Transwestern Pipeline
17515 | Somerset Windpower LLC | 55803 | FPL E Somerset Windpower LLC | 68 Braddock Drive | Ohiopyle | PA | 15501 | Somerset | 39.9792 | -79.0128 | RFC | PJM | PJM Interconnection, LLC |  | 22 | NR | 2 | IPP Non-CHP |  | N |  | N |  | N |  |  | X |  | Pennsylvania Electric Co | 14711 | PA | 25
13808 | Northern Iowa Windpower LLC | 55804 | Top of Iowa Windfarm | 4119 Evergreen Ave | Joice | IA | 50446 | Worth | 43.3833 | -93.4167 | MRO | MISO | Midcontinent Independent Transmission System Operator, Inc.. |  | 22 | NR | 2 | IPP Non-CHP |  | N |  | Y | 02-257-000 | N |  | N | X |  | ITC Midwest LLC | 56161 |  | 161
12562 | FPL Energy FPL E Mill Run WIndpower LLC | 55805 | Mill Run Windpower | 4309 Kingwood Rd. Ste. 1 | Rockwood | PA | 15557 | Somerset | 39.9134 | -79.3936 | RFC | PJM | PJM Interconnection, LLC |  | 22 | NR | 2 | IPP Non-CHP | N | N |  | N |  | N |  | N | X |  | Somerset Rural Elec Coop, Inc | 40167 | PA | 230
7724 | GWF Energy LLC | 55807 | Henrietta Peaker | 16027 25th Avenue | Lemoore | CA | 93245 | Kings | 36.2397 | -119.9044 | WECC | CISO | California Independent System Operator | Westland Irrigation District | 22 | NR | 2 | IPP Non-CHP |  | N |  | N |  | Y | 01-225-000 | N | X |  | Pacific Gas & Electric Co | 14328 | CA | 70 |  |  | T8112 - Southern California Gas Company
10046 | Kas Brothers Windfarm LLC | 55809 | Kas Brothers Windfarm | County Road 18 | Woodstock | MN | 56164 | Pipestone | 44.0119 | -96.1125 | MRO | MISO | Midcontinent Independent Transmission System Operator, Inc.. |  | 22 | NR | 2 | IPP Non-CHP |  | N |  | N |  | N |  |  | X |  | Northern States Power Co - Minnesota | 13781 | MN | 34.5
3028 | Calpine Gilroy Cogen LP | 55810 | Gilroy Peaking Energy Center | 1400 Pacheco Pass Hwy | Gilroy | CA | 95020 | Santa Clara | 36.999 | -121.5363 | WECC | CISO | California Independent System Operator | Reclaimed SCWRA water | 22 | NR | 2 | IPP Non-CHP |  | N |  | N |  | Y | 01-287-000 | N | X |  | Pacific Gas & Electric Co | 14328 | CA | 115 |  |  | PG&E
2865 | Calpine Corp-King City | 55811 | King City Peaking | 51 Don Bates Way | King City | CA | 93930 | Monterey | 36.2248 | -121.1246 | WECC | CISO | California Independent System Operator | Municipality | 22 | NR | 2 | IPP Non-CHP |  | N |  | N |  | Y | 01-286-000 | N | X |  | Pacific Gas & Electric Co | 14328 | CA | 64 |  |  | Pacific Gas and Electric
2867 | Calpine Corp-Yuba City | 55813 | Yuba City Energy Center | 875 North Walton Ave | Yuba City | CA | 95993 | Sutter | 39.1392 | -121.6387 | WECC | CISO | California Independent System Operator | Municipality | 22 | NR | 2 | IPP Non-CHP |  | N |  | N |  | Y | 02-59-000 |  | X |  | Pacific Gas & Electric Co | 14328 | CA | 60 |  |  | PG&E Pipeline
8294 | Hawkeye Power Partners LLC | 55816 | Hawkeye Power Partners LLC | 1824 200th Street | Garner | IA | 50438 | Cerro Gordo | 43.0472 | -93.4775 | MRO | MISO | Midcontinent Independent Transmission System Operator, Inc.. |  | 22 | NR | 2 | IPP Non-CHP |  | N |  | N |  | Y | 98-62-000 |  | X |  | Interstate Power and Light Co | 9417 | IA | 230
56613 | Frederickson Power LP | 55818 | Frederickson Power LP | 18610-50th Avenue East | Tacoma | WA | 98446 | Pierce | 47.0861 | -122.3657 | WECC | BPAT | Bonneville Power Administration | Municipality | 22 | NR | 2 | IPP Non-CHP |  | N |  | N |  | Y | 01-181-000 | N | X |  | Bonneville Power Administration | 1738 | WA | 230 |  |  | Williams Gas
16045 | Riverside County Waste Management Dept | 55820 | RCWMD Badlands Landfill Gas Project | 31125 Ironwood Ave | Moreno Valley | CA | 92555 | Riverside | 33.9583 | -117.125 | WECC | CISO | California Independent System Operator |  | 562212 | NR | 4 | Commercial Non-CHP |  | N |  | Y | 00-44-000 | N |  | N | X |  | Southern California Edison Co | 17609 | CA | 12
17650 | Southern Power Co | 55821 | Curtis H Stanton Energy Center | 5100 Alafaya Trail | Orlando | FL | 32802 | Orange | 28.4882 | -81.1669 | FRCC | FPC | Progress Energy Florida | Stanton Energy Center | 22 | NR | 2 | IPP Non-CHP |  | N |  | N |  | N |  |  | X |  | Orlando Utilities Comm | 14610 | FL | 230 |  |  | Florida Gas Transmission
21144 | Ziegler Power Systems | 55824 | MNDOT Standby Generation | State Transportation Garage | St. Paul | MN | 55101 | Ramsey | 44.953 | -93.1057 | MRO | MISO | Midcontinent Independent Transmission System Operator, Inc.. |  | 921 | NR | 4 | Commercial Non-CHP |  | N |  | Y | 95-5-000 | N |  | N | X |  | Northern States Power Co - Minnesota | 13781 | MN | 15
57207 | HC-50 MAIN STREET, LLC | 55829 | Millinocket Mill | One Katahdin Avenue | Millinocket | ME | 4462 | Penobscot | 45.6576 | -68.7095 | NPCC | ISNE | ISO New England Inc. | West Branch Penobscot River | 322122 | NR | 7 | Industrial CHP |  | N |  | N |  | N |  |  | X |  | Bangor Hydro-Electric Co | 1179 | ME | 115
57207 | HC-50 MAIN STREET, LLC | 55830 | East Millinocket Mill | 50 Main Street | Millinocket | ME | 4462 | Penobscot | 45.6219 | -68.5756 | NPCC | ISNE | ISO New England Inc. | West Branch Penobscot River | 322122 | NR | 7 | Industrial CHP |  | N |  | N |  | N |  |  | X |  | Emera Maine | 1179 | ME | 13.8
2872 | Auburndale Peaker Energy Center LLC | 55833 | Auburndale Peaker Energy Center | 1651 West Derby Avenue | Auburndale | FL | 33823 | Polk | 28.0535 | -81.8059 | FRCC | TEC | Tampa Electric Company | Well | 22 | NR | 2 | IPP Non-CHP |  | N |  | N |  | Y | 02-131-000 |  | X |  | Tampa Electric Co | 18454 | FL | 240 |  |  | Gulfstream
2338 | Calpine Central LP | 55834 | Sherry Energy Center | CTH N and Arpin-Sherry Road | Sherry | WI | 54454 | Wood | 44.5558 | -89.9464 | MRO |  |  | Wisconsin River | 22 | NR | 2 | IPP Non-CHP |  | N |  | N |  | N |  |  | X
15466 | Public Service Co of Colorado | 55835 | Rocky Mountain Energy Center | 6211 Weld County Rd 51 | Keenesburg | CO | 80643 | Weld | 40.0908 | -104.5953 | WECC | PSCO | Public Service Company of Colorado | Wells | 22 | RE | 1 | Electric Utility |  | N |  | N |  | N |  | N | X |  | Public Service Co of Colorado | 15466 | CO | 230 |  |  | CIG
20858 | WPPI Energy | 55836 | Island Street Peaking Plant | 770 Island Street | Kaukauna | WI | 54130 | Outagamie | 44.2761 | -88.2658 | MRO | MISO | Midcontinent Independent Transmission System Operator, Inc.. |  | 22 | RE | 1 | Electric Utility |  | N |  | N |  | N |  | N | X |  | City of Kaukauna | 10056 | WI | 34.5 |  |  | Guardian
13407 | Nevada Power Co | 55841 | Silverhawk | 15111 Apex Power Parkway | N. Las Vegas | NV | 89124 | Clark | 36.4078 | -114.9606 | WECC | NEVP | Nevada Power Company | Well | 22 | RE | 1 | Electric Utility |  | N |  | N |  | Y | 04-9-000 |  | X |  | Nevada Power Co | 13407 | NV | 500 |  |  | Kern River
7277 | Calpine Corporation | 55845 | Four Mile Hill | Highway 139 and County Road 97 | n/a | CA | 96097 | Siskiyou | 41.6014 | -121.625 | WECC | CISO | California Independent System Operator | Geothermal Resource | 22 | NR | 2 | IPP Non-CHP |  | N |  | N |  | N |  |  | X |  | Pacific Gas & Electric Co | 14328 | CA | 230
7277 | Calpine Corporation | 55846 | Telephone Flat | Highway 139 and County Road 97 | n/a | CA | 96097 | Siskiyou | 41.5633 | -121.5708 | WECC | CISO | California Independent System Operator | Geothermal Resource | 22 | NR | 2 | IPP Non-CHP |  | N |  | N |  | N |  |  | X |  | Pacific Gas & Electric Co | 14328 | CA | 230
2867 | Calpine Corp-Yuba City | 55847 | Feather River Energy Center | 202 Burns Drive | Yuba City | CA | 95993 | Sutter | 39.1093 | -121.6093 | WECC | CISO | California Independent System Operator | Municipality | 22 | NR | 2 | IPP Non-CHP |  | N |  | N |  | Y | 02-153-000 | N | X |  | Pacific Gas & Electric Co | 14328 | CA | 115 |  |  | PG&E Pipeline
19676 | Valero Refining Co California | 55851 | Valero Refinery Cogeneration Unit 1 | 3400 East Second St. | Benicia | CA | 94510 | Solano | 38.0736 | -122.1411 | WECC | CISO | California Independent System Operator |  | 32411 | NR | 7 | Industrial CHP |  | Y | 01-999-000 | N |  | N |  |  | X |  | Pacific Gas & Electric Co | 14328 | CA | 230 |  |  | Pacific Gas & Electric (PG&E)
19676 | Valero Refining Co California | 55852 | Valero Refinery Cogeneration Unit 2 | 3400 East Second St. | Benicia | CA | 94510 | Solano | 38.0739 | -122.1408 | WECC | CISO | California Independent System Operator |  | 32411 | NR | 7 | Industrial CHP |  | N |  | N |  | N |  |  | X |  | Pacific Gas & Electric Co | 14328 | CA | 230
9155 | Inland Empire Energy Ctr LLC | 55853 | Inland Empire Energy Center | 26226 Antelope Road | Menifee | CA | 92585 | Riverside | 33.7388 | -117.1704 | WECC | CISO | California Independent System Operator | Eastern Muni Water District | 22 | NR | 2 | IPP Non-CHP |  | N |  | N |  | Y | 06-30 | N | X |  | Southern California Edison Co | 17609 | CA | 500 |  |  | So. California Gas Company lines L-1028 and L-6900
49972 | Gilroy Energy Center LLC | 55855 | Wolfskill Energy Center | 2425 Cordelia Road | Fairfield | CA | 94534 | Solano | 38.2285 | -122.0752 | WECC | CISO | California Independent System Operator | Municipality | 22 | NR | 2 | IPP Non-CHP |  | N |  | N |  | Y | 03-4-000 | N | X |  | Pacific Gas & Electric Co | 14328 | CA | 115 |  |  | PG&E Pipeline
15330 | Prairie State Generating Co LLC | 55856 | Prairie State Generating Station | 1739 New Marigold Road | Marissa | IL | 62257 | St Clair | 38.2792 | -89.6669 | SERC | MISO | Midcontinent Independent Transmission System Operator, Inc.. | Kaskaskia River | 22 | NR | 2 | IPP Non-CHP |  | N |  | N |  | N |  | Y | Y | OP | Ameren Illinois Company | 56697 | IL | 345 |  |  | Ameren
3455 | Chevron Oronite Co LLC | 55857 | Oak Point Cogen | 10285 LA Highway 23 South | Belle Chasse | LA | 70037 | Plaquemines | 29.812 | -90.0084 | SERC | MISO | Midcontinent Independent Transmission System Operator, Inc.. | Mississippi River | 325 | NR | 7 | Industrial CHP |  | Y | 99-103-000 | N |  | N |  | N | X |  | Entergy Louisiana LLC | 11241 | LA | 34.5 |  |  | Gulf South Pipeline, American Midstream
25771 | Quinebaug Associates LLC | 55860 | Quinebaug Lower Project | 40 Tiffany Street | Brooklyn | CT | 6241 | Windham | 41.7987 | -71.8868 | NPCC | ISNE | ISO New England Inc. | Quinebaug River | 22 | NR | 2 | IPP Non-CHP |  | N |  | Y | 06-292-000 | N |  |  | X |  | Connecticut Light & Power Co | 4176 | CT | 34.5
55965 | Verso Corporation | 55861 | Stevens Point Mill | 707 Arlington Place | Stevens Point | WI | 54481 | Portage | 44.3528 | -89.5836 | RFC | MISO | Midcontinent Independent Transmission System Operator, Inc.. | Wisconsin River | 322 | NR | 7 | Industrial CHP |  | N |  | N |  | N |  | N | X |  | Consolidated Water Power Co | 4247 | WI | 41.6 |  |  | ANR Pipeline
8286 | Hawaiian Commercial and Sugar Company | 55864 | Kaheka Hydro | Baldwin Ave (closest st) | Puunene | HI | 96784 | MAUI | 20.8886 | -156.3569 | HICC |  | Hawaiian Electric Co Inc | Kamole Weir | 111 | NR | 6 | Industrial Non-CHP |  | N |  | N |  | N |  | N | X |  | Maui Electric Co Ltd | 11843 | HI | 69
1308 | Basin Creek Power Services LLC | 55866 | Basin Creek Plant | 500 Nils Drive | Butte | MT | 59701 | Silver Bow | 45.9293 | -112.5194 | WECC | NWMT | NorthWestern Energy (NWMT) | Municipality | 22 | NR | 2 | IPP Non-CHP |  | N |  | N |  | Y | 05-52-000 | N | X |  | NorthWestern Energy LLC - (MT) | 12825 | MT | 161 |  |  | Northwestern Energy
6306 | Benson Power, LLC. | 55867 | Benson Power Biomass Plant | 900 Industry Drive | Benson | MN | 56215 | Swift | 45.3224 | -95.6295 | MRO | MISO | Midcontinent Independent Transmission System Operator, Inc.. | Well | 22 | NR | 2 | IPP Non-CHP |  | N |  | N |  | Y | 05-26-000 | N | X |  | Great River Energy | 7570 |  | 115
17698 | Southwestern Electric Power Co | 55869 | Genova Arkansas I LLC | 2900 Liberty Road | Tontitown | AR | 72762 | Washington | 36.1861 | -94.2842 | SPP | SWPP | Southwest Power Pool | Springdale WWTP | 22 | RE | 1 | Electric Utility |  | N |  | N |  | Y | 02-171-000 |  | X
15399 | Avangrid Renewables Inc | 55871 | Klondike Wind Power | 98536 Klondike Lane | Wasco | OR | 97065 | Sherman | 45.5563 | -120.5507 | WECC | BPAT | Bonneville Power Administration |  | 22 | NR | 2 | IPP Non-CHP |  | N |  | N |  | Y | 02-77-000 |  | X |  | Bonneville Power Administration | 1738 | OR | 230
20323 | Wellhead Services Inc | 55874 | Panoche Peaker | 43649 W. Panoche Road | Firebaugh | CA | 93622 | Fresno | 36.6535 | -120.5783 | WECC | CISO | California Independent System Operator |  | 22 | NR | 2 | IPP Non-CHP |  | N |  | N |  | N |  | N | X |  | Pacific Gas & Electric Co | 14328 | CA | 115 |  |  | PG&E
20323 | Wellhead Services Inc | 55875 | Gates Peaker | 39950 S. Butte Avenue | Huron | CA | 93234 | Fresno | 36.1527 | -120.1482 | WECC | CISO | California Independent System Operator |  | 22 | NR | 2 | IPP Non-CHP |  | N |  | N |  | Y | 01-336-000 | N | X |  | Pacific Gas & Electric Co | 14328 | CA | 75
17412 | County of Sonoma Dept of Trnsp | 55880 | Sonoma Central Landfill Phase III | 500 Mecham Road | Petaluma | CA | 94952 | Sonoma | 38.3017 | -122.7489 | WECC | CISO | California Independent System Operator | Closed System/Radiator | 562212 | NR | 4 | Commercial Non-CHP |  | N |  | N |  | N |  | N | X |  | Pacific Gas & Electric Co | 14328 | CA | 60
17164 | Sierra Pacific Industries Inc | 55882 | Sierra Pacific Aberdeen | 301 Hagara Street | Aberdeen | WA | 98520 | Grays Harbor | 46.9728 | -123.7739 | WECC | BPAT | Bonneville Power Administration | Municipality | 321 | NR | 7 | Industrial CHP |  | N |  | Y | 03-973-001 | N |  |  | X |  | PUD No 1 of Grays Harbor County | 7548 | WA | 115
56318 | CB&I | 55885 | Montgomery County Oaks LFGE Plant | 6001 Olney-Laytonsville Rd | Laytonsbille | MD | 20882 | Montgomery | 39.1833 | -77.1167 | RFC | PJM | PJM Interconnection, LLC |  | 22 | NR | 2 | IPP Non-CHP |  | N |  | N |  | N |  |  | X |  | Potomac Electric Power Co | 15270 | MD | 13.8
18454 | Tampa Electric Co | 55893 | Partnership Station | 2700 Maritime Blvd | Tampa | FL | 33605 | Hillsborough | 27.9253 | -82.4414 | FRCC | TEC | Tampa Electric Company |  | 22 | RE | 1 | Electric Utility |  | N |  | N |  | N |  | N | X |  | Tampa Electric Co | 18454 | FL | 69 |  |  | Florida Gas Transmission Gulf Stream
54842 | WM Renewable Energy LLC | 55925 | Ridgeview | 6207 Hempton Lake Road | Whitelaw | WI | 54247 | Manitowoc | 44.175 | -87.8285 | MRO | MISO | Midcontinent Independent Transmission System Operator, Inc.. |  | 22 | NR | 2 | IPP Non-CHP |  | N |  | Y | 03-88-000 | N |  | N | X |  | Wisconsin Electric Power Co | 20847 | WI | 25
17539 | South Carolina Electric&Gas Company | 55927 | Jasper | 10719 Purrysburg Road | Hardeeville | SC | 29927 | Jasper | 32.3594 | -81.1242 | SERC | SCEG | South Carolina Electric & Gas Company | Municipality | 22 | RE | 1 | Electric Utility |  | N |  | N |  | N |  | N | X |  | South Carolina Electric&Gas Company | 17539 | SC | 230 |  |  | Dominion Carolina Gas Transmission, LLC
12186 | McMinnville Electric System | 55928 | McMinnville | 200 West Morford St. | McMinnville | TN | 37111 | Warren | 35.705 | -85.7439 | SERC | TVA | Tennessee Valley Authority |  | 22 | RE | 1 | Electric Utility |  | N |  | N |  | N |  | N | X |  | Tennessee Valley Authority | 18642 | TN | 12.47
1994 | Boulder City of | 55931 | Boulder City Silver Lake Hydro | 35461 Highway 72 | Boulder | CO | 80306 | Boulder | 39.9913 | -105.5 | WECC | PSCO | Public Service Company of Colorado | North Boulder Creek | 22 | NR | 2 | IPP Non-CHP |  | N |  | N |  | N |  |  | X |  | Public Service Co of Colorado | 15466 | CO | 25
7724 | GWF Energy LLC | 55933 | Tracy Combined Cycle Power Plant | 1450 W. Schulte Road | Tracy | CA | 95377 | San Joaquin | 37.7107 | -121.4906 | WECC | CISO | California Independent System Operator | Delta-Mendota | 22 | NR | 2 | IPP Non-CHP |  | N |  | N |  | Y | 01-225-000 | N | X |  | Pacific Gas & Electric Co | 14328 | CA | 115 |  |  | PG&E gas line #2
4382 | Colton Power LP | 55934 | Century Generating Facility | 661 South Cooley Dr | Colton | CA | 92324 | San Bernardino | 34.0606 | -117.3533 | WECC | CISO | California Independent System Operator |  | 22 | NR | 2 | IPP Non-CHP |  | N |  | N |  | Y | 01-264-000 | N | X |  | City of Colton - (CA) | 4003 | CA | 66 |  |  | SOCAL Gas line 41-26
4382 | Colton Power LP | 55935 | Drews Generating Facility | 559 Peper Ave | Colton | CA | 92324 | San Bernardino | 34.0609 | -117.3532 | WECC | CISO | California Independent System Operator |  | 22 | NR | 2 | IPP Non-CHP |  | N |  | N |  | Y | 01-264-000 | N | X |  | City of Colton - (CA) | 4003 | CA | 66 |  |  | SOCAL Gas Line 41-28
9262 | Indeck Operations Inc | 55936 | NRG Rockford II Energy Center | 136 Harrison Ave | Rockford | IL | 61104 | Winnebago | 42.2383 | -89.1011 | RFC | PJM | PJM Interconnection, LLC |  | 22 | NR | 2 | IPP Non-CHP |  | N |  | N |  | N |  |  | X |  | Commonwealth Edison Co | 4110 | IL | 138 |  |  | NICOR Gas & NGPL
14328 | Pacific Gas & Electric Co | 55937 | TESLA Power Project | Not yet established | Not yet established | CA | 94550 | Alameda | 37.725 | -121.5667 | WECC | CISO | California Independent System Operator | Ground And Surface Water | 22 | RE | 1 | Electric Utility |  | N |  | N |  | N |  |  | X |  | Pacific Gas & Electric Co | 14328 | CA | 230
56160 | NAEA Operating Company LLC | 55938 | NAEA Ocean Peaking Power LLC | 123 Energy Way | Lakewood | NJ | 8701 | Ocean | 40.0633 | -74.1672 | RFC | PJM | PJM Interconnection, LLC | wells | 22 | NR | 2 | IPP Non-CHP |  | N |  | N |  | N |  |  | X |  | Jersey Central Power & Lt Co | 9726 | NJ | 230 |  |  | Trans Eastern
19876 | Virginia Electric & Power Co | 55939 | Warren County | Rockland Rd and Kelly Dr | Front Royal | VA | 22630 | Warren | 38.9717 | -78.1772 | SERC | PJM | PJM Interconnection, LLC | Municipality | 22 | RE | 1 | Electric Utility |  | N |  | N |  | Y | 02-67-000 | N | X |  | Virginia Electric & Power Co | 19876 | VA | 500 |  |  | TCO
1361 | Bay Windpower LLC | 55944 | Bay Windpower I | Trails End Road | Mackinaw City | MI | 49701 | CHEBOYGAN | 45.7644 | -84.7381 | RFC | MISO | Midcontinent Independent Transmission System Operator, Inc.. |  | 22 | NR | 2 | IPP Non-CHP |  | N |  | Y | 01-58-000 | N |  |  | X |  | Consumers Energy Co | 4254 | MI | 24.9
13989 | California Resources Elk Hills LLC | 55950 | Elk Hills Cogen | 28590 Hwy 119 | Tupman | CA | 93276 | KERN | 35.4791 | -119.7375 | WECC | CISO | California Independent System Operator | Wells | 211 | NR | 7 | Industrial CHP |  | Y | 25C337 | N |  | N |  | N | X |  | Pacific Gas & Electric Co | 14328 | CA | 230 |  |  | Self Supplied Produced Natural Gas
5532 | E I Colton LLC | 55951 | Agua Mansa Power Plant | 2040 Agua Mansa Road | Colton | CA | 92324 | San Bernardino | 34.0414 | -117.3603 | WECC | CISO | California Independent System Operator | Reclaimed Municipal Wastewater | 22 | RE | 1 | Electric Utility |  | N |  | N |  | N |  |  | X |  | City of Colton - (CA) | 4003 | CA | 66 |  |  | Southern California Gas Company
6715 | City of Franklin - (VA) | 55953 | Pretlow | 226 Progress Parkway | Franklin | VA | 23851 | Southampton | 36.6592 | -76.9267 | SERC | PJM | PJM Interconnection, LLC |  | 22 | RE | 1 | Electric Utility |  | N |  | N |  | N |  | N | X |  | City of Franklin - (VA) | 6715 | VA | 13.2
6715 | City of Franklin - (VA) | 55954 | Downtown | 404 Mechanic Street | Franklin | VA | 23851 | Southampton | 36.6803 | -76.9219 | SERC | PJM | PJM Interconnection, LLC |  | 22 | RE | 1 | Electric Utility |  | N |  | N |  | N |  | N | X |  | City of Franklin - (VA) | 6715 | VA | 13.2
56024 | Kamin LLC | 55961 | Kamin LLC Wrens Mine | Highway 17 N | Wrens | GA | 30833 | Warren | 33.3319 | -82.4522 | SERC | SOCO | Southern Company Services, Inc. - Trans | Well | 2123 | NR | 6 | Industrial Non-CHP |  | N |  | N |  | N |  | N | X |  | Georgia Power Co | 7140 | GA | 4.16 |  |  | City of Wrens, Georgia
2874 | Gilroy Energy Center for Riverview | 55963 | Riverview Energy Center | 795 Minaker Road | Antioch | CA | 94509 | Contra Costa | 38.0144 | -121.7907 | WECC | CISO | California Independent System Operator | Well | 22 | NR | 2 | IPP Non-CHP |  | N |  | N |  | N |  | N | X |  | Pacific Gas & Electric Co | 14328 | CA | 115 |  |  | CPN ?Calpine? Pipeline
15380 | Prince George's County | 55964 | Brown Station Road Plant II | 3500-C Brown Station Rd. | Upper Marlboro | MD | 20774 | PRINCE GEORGES | 38.8403 | -76.7764 | RFC | PJM | PJM Interconnection, LLC | Municipality | 562212 | NR | 4 | Commercial Non-CHP |  | N |  | Y | 03-106-000 | N |  | N | X |  | Potomac Electric Power Co | 15270 | MD | 13.2
17650 | Southern Power Co | 55965 | Wansley Combined Cycle | 3461 Hollingsworth Ferry Road | Franklin | GA | 30217 | Heard | 33.4064 | -85.037 | SERC | SOCO | Southern Company Services, Inc. - Trans | Chattahoochee River | 22 | NR | 2 | IPP Non-CHP |  | N |  | N |  | N |  | N | X |  | Georgia Power Co | 7140 | GA | 500 |  |  | Transco
19558 | Homer Electric Assn Inc | 55966 | Nikiski Co-Generation | Milepost 21.4 Spur Highway | Nikiski | AK | 99635 | Kenai Peninsula | 60.6765 | -151.3777 | ASCC |  | Chugach Electric Assn Inc | well | 22 | RE | 1 | Electric Utility |  | N |  | N |  | N |  |  | X |  | Alaska Electric & Energy Coop | 49803 |  | 115 |  |  | Harvest Alaska - KBPL
19171 | Trent Wind Farm LP | 55968 | Trent Wind Farm LP | 1423 CR 131 | Trent | TX | 79561 | Nolan | 32.4301 | -100.2357 | TRE | ERCO | Electric Reliability Council of Texas, Inc. |  | 22 | NR | 2 | IPP Non-CHP | X | N |  | N |  | N |  | N | X |  | Oncor Electric Delivery Company LLC | 44372 | TX | 138
7308 | Hawkeye Energy Greenport LLC | 55969 | Hawkeye Energy Greenport LLC | 1885 Moores Lane | Greenport | NY | 11944 | SUFFOLK | 41.106 | -72.3762 | NPCC | NYIS | New York Independent System Operator | Municipality | 22 | NR | 2 | IPP Non-CHP |  | N |  | N |  | Y | 03-24-000 | N | X |  | Long Island Power Authority | 11171 | NY | 69
16534 | Sacramento Municipal Util Dist | 55970 | Cosumnes | Twin Cities Rd. | Herald | CA | 95638 | Sacramento | 38.3385 | -121.124 | WECC | BANC | Balancing Authority of Northern California | Unavailable | 22 | RE | 1 | Electric Utility |  | N |  | N |  | N |  | N | X |  | Sacramento Municipal Util Dist | 16534 | CA | 230 |  |  | Sacramento Municipal Utility District 800C
14127 | Omaha Public Power District | 55972 | Cass County | 3520 Mill Road | Plattsmouth | NE | 68507 | Cass | 40.9479 | -95.964 | MRO | SWPP | Southwest Power Pool |  | 22 | RE | 1 | Electric Utility |  | N |  | N |  | N |  |  | X |  | Omaha Public Power District | 14127 | NE | 345 |  |  | 1. Natural Gas Pipeline 2. Northern Natural Gas
54885 | NRG Wholesale Generation LP | 55976 | Hunterstown Power Plant | 1731 Hunterstown Road | Gettysburg | PA | 17325 | Adams | 39.8725 | -77.1672 | RFC | PJM | PJM Interconnection, LLC |  | 22 | NR | 2 | IPP Non-CHP |  | N |  | N |  | Y | 04-77-000 | N | X |  | Metropolitan Edison Co | 12390 | PA | 500 |  |  | Columbia Gas Transmission
6204 | City of Farmington - (NM) | 55977 | Bluffview | 755 Murray Drive | Farmington | NM | 87401 | San Juan | 36.7166 | -108.2153 | WECC | WACM | Western Area Power Administration - Rocky Mountain Region | Municipality | 22 | RE | 1 | Electric Utility |  | N |  | N |  | N |  | N | X |  | City of Farmington - (NM) | 6204 | NM | 115 |  |  | New Mexico Gas Company
57170 | EDF Renewable Asset Holdings, Inc. | 55980 | Champepaden Wind Power | 575 41st Street | Chandler | MN | 56122 | Murray | 43.8997 | -95.9506 | MRO | MISO | Midcontinent Independent Transmission System Operator, Inc.. |  | 22 | NR | 2 | IPP Non-CHP |  | N |  | N |  | N |  |  | X |  | Nobles Cooperative Electric | 13684 | MN | 12.47
57170 | EDF Renewable Asset Holdings, Inc. | 55981 | Moulton Wind Power | 475 State Hwy 91 | Chandler | MN | 56123 | Murray | 43.9204 | -95.9559 | MRO | MISO | Midcontinent Independent Transmission System Operator, Inc.. |  | 22 | NR | 2 | IPP Non-CHP | X | N |  | N |  | N |  | N | X |  | Nobles Cooperative Electric | 13684 | MN | 12.47
49899 | CalEnergy Operating Corporation | 55983 | Salton Sea Power LLC - Unit 5 | 6922 Crummer Rd. | Calipatria | CA | 92233 | Imperial | 33.1533 | -115.6384 | WECC | IID | Imperial Irrigation District | Colorado River | 22 | NR | 2 | IPP Non-CHP |  | N |  | Y | 90-114-008 | N |  | N | X |  | Imperial Irrigation District | 9216 | CA | 92
49899 | CalEnergy Operating Corporation | 55984 | CE Turbo LLC | 7001 Gentry Rd. | Calipatria | CA | 92233 | Imperial | 33.1669 | -115.5114 | WECC | IID | Imperial Irrigation District | Colorado River | 22 | NR | 2 | IPP Non-CHP |  | N |  | Y | 99-02-001 | N |  | N | X |  | Imperial Irrigation District | 9216 | CA | 92
16609 | San Diego Gas & Electric Co | 55985 | Palomar Energy | 2300 Harveson Place | Escondido | CA | 92029 | San Diego | 33.1197 | -117.1178 | WECC | CISO | California Independent System Operator | Municipality | 22 | RE | 1 | Electric Utility |  | N |  | N |  | N |  | N | X |  | San Diego Gas & Electric Co | 16609 | CA | 230 |  |  | San Diego Gas & Electric
6870 | Backbone Mountain Windpower, LLC | 55986 | Mountaineer Wind Energy Center | 22752 Seneca Trail | Thomas | WV | 26292 | Tucker | 39.1828 | -79.5372 | RFC | PJM | PJM Interconnection, LLC |  | 22 | NR | 2 | IPP Non-CHP |  | N |  | N |  | N |  | N | X |  | Monongahela Power Co | 12796 | WV | 230
18125 | Stillwater Utilities Authority | 55987 | Stillwater Water Treatment Plant | 1022 W Yost Road | Stillwater | OK | 74075 | Payne | 36.2039 | -97.0739 | SPP | SWPP | Southwest Power Pool |  | 22 | RE | 1 | Electric Utility |  | N |  | N |  | N |  |  | X |  | Stillwater Utilities Authority | 18125 | OK | 13
8785 | Homestretch Geothermal LLC | 55988 | Wabuska | 15 Julian Lane | Yerington | NV | 89447 | Lyon | 39.1641 | -119.1801 | WECC | NEVP | Nevada Power Company | Cooled Geothermal Waters | 22 | NR | 2 | IPP Non-CHP |  | N |  | N |  | N |  |  | X |  | Sierra Pacific Power Co | 17166 | NV | 24.9
6607 | FPL Energy Vansycle LLC | 55989 | FPL Energy Vansycle LLC (OR) | 356 Touchet Gardena Road | Touchet | OR | 97835 | Umatilla | 46.0128 | -118.8162 | WECC | BPAT | Bonneville Power Administration |  | 22 | NR | 2 | IPP Non-CHP |  | N |  | N |  | N |  |  | X |  | Bonneville Power Administration | 1738 | OR | 230
58115 | DTE Ashtabula, LLC | 55990 | Ashtabula | 2700 Middle Road | Ashtabula | OH | 44004 | Ashtabula | 41.89 | -80.7612 | RFC | PJM | PJM Interconnection, LLC | Lake Erie | 22 | NR | 3 | IPP CHP |  | Y | 01-112-000 | N |  | N |  |  | X |  | Cleveland Electric Illum Co | 3755 | OH | 138 |  |  | Dominion East Ohio
34691 | Ormat Nevada Inc | 55991 | Brady | 10750 I-80 East, Exit 65 | Fallon | NV | 89406 | Churchill | 39.796 | -119.01 | WECC | NEVP | Nevada Power Company | Direct Contact Condenser | 22 | NR | 2 | IPP Non-CHP |  | N |  | Y | QF92-175 | N |  |  | X |  | Sierra Pacific Power Co | 17166 | NV | 13.8
49796 | Desert Sky Wind Farm LP | 55992 | Desert Sky | PO Box 518, 8135 E Hwy 190 | Iraan | TX | 79744 | Pecos | 30.9178 | -102.0867 | TRE | ERCO | Electric Reliability Council of Texas, Inc. |  | 22 | NR | 2 | IPP Non-CHP | X | N |  | N |  | N |  | N | X |  | AEP Texas North Company | 20404 | TX | 138
1307 | Basin Electric Power Coop | 55995 | Minot Wind Project | Hwy 83 & County 20 205 Ave S E | Minot | ND | 58701 | Ward | 48.0213 | -101.2805 | MRO | SWPP | Southwest Power Pool |  | 22 | RE | 1 | Electric Utility |  | N |  | N |  | N |  | N | X |  | Basin Electric Power Coop | 1307 | ND | 69
361 | Industrial Energy Applications Inc | 55996 | Alliant SBD0201 Penford Produc | 1001 1st St SW | Cedar Rapids | IA | 52405 | Linn | 41.9701 | -91.6662 | MRO | MISO | Midcontinent Independent Transmission System Operator, Inc.. |  | 22 | NR | 2 | IPP Non-CHP |  | N |  | N |  | N |  | N | X |  | Interstate Power and Light Co | 9417 | IA | 13.8
3329 | Borough of Chambersburg | 55997 | Orchard Park | 1489 Sheffler Drive | Chambersburg | PA | 17201 | FRANKLIN | 39.9109 | -77.6667 | RFC | PJM | PJM Interconnection, LLC | Closed Loop - City Water | 22 | RE | 1 | Electric Utility |  | N |  | N |  | N |  |  | X |  | Borough of Chambersburg | 3329 | PA | 69 |  |  | Borough of Chambersburg
13815 | Northwestern Wisconsin Elec Co | 55998 | Danbury Diesel | 30150 South First Avenue | Danbury | WI | 54830 | BURNETT | 46.0028 | -92.3714 | MRO | MISO | Midcontinent Independent Transmission System Operator, Inc.. | Wells | 22 | RE | 1 | Electric Utility |  | N |  | N |  | N |  |  | X |  | Northwestern Wisconsin Elec Co | 13815 | WI | 69
56221 | New England Confectionery Co Inc | 55999 | NECCO Co-Generation | 135 American Legion Highway | Revere | MA | 2151 | Suffolk | 42.415 | -71.0039 | NPCC | ISNE | ISO New England Inc. | Closed Loop Cooling From MWRA | 22 | NR | 3 | IPP CHP |  | N |  | N |  | N |  |  | X |  | Massachusetts Electric Co | 11804 | MA | 23 |  |  | National Grid Tennessee Zone 6
20208 | Waymart Wind Farm | 56001 | Waymart Wind | 1200 Flat Rock Rd | Forest City | PA | 18472 | Wayne | 41.5533 | -75.4542 | RFC | PJM | PJM Interconnection, LLC |  | 22 | NR | 2 | IPP Non-CHP |  | N |  | N |  | N |  |  | X |  | PPL Electric Utilities Corp | 14715 | PA | 230
12582 | Minwind Energy LLC | 56002 | Minwind | 41st Street and 80th Avenue | Luverne | MN | 56156 | Rock | 43.5564 | -96.3036 | MRO | MISO | Midcontinent Independent Transmission System Operator, Inc.. |  | 22 | NR | 2 | IPP Non-CHP | N | N |  | N |  | N |  | N | X |  | Interstate Power and Light Co | 9417 | MN | 24.5
8198 | City of Harrisonburg - (VA) | 56004 | Mount Clinton | 388 Mount Clinton Pike | Harrisonburg | VA | 22802 | Rockingham | 38.4681 | -78.865 | SERC | PJM | PJM Interconnection, LLC |  | 22 | RE | 1 | Electric Utility |  | N |  | N |  | N |  | N | X |  | City of Harrisonburg - (VA) | 8198 | VA | 23
8198 | City of Harrisonburg - (VA) | 56005 | Pleasant Valley (VA) | 611 Pleasant Valley Road | Harrisonburg | VA | 22801 | Rockingham | 38.4006 | -78.8983 | SERC | PJM | PJM Interconnection, LLC |  | 22 | RE | 1 | Electric Utility |  | N |  | N |  | N |  | N | X |  | City of Harrisonburg - (VA) | 8198 | VA | 23
8198 | City of Harrisonburg - (VA) | 56006 | Harrisonburg Power Plant | 1630 Driver Dr | Harrisonburg | VA | 22801 | HARRISONBURG CITY | 38.4319 | -78.8642 | SERC | PJM | PJM Interconnection, LLC | City Main | 22 | RE | 1 | Electric Utility |  | N |  | N |  | N |  | N | X |  | City of Harrisonburg - (VA) | 8198 | VA | 23 |  |  | N/A
6850 | FPL Energy Hancock County Wind, LLC | 56010 | Hancock County Wind Energy Center | 1824 200th Street | Garner | IA | 50438 | Hancock | 43.0533 | -93.6305 | MRO | MISO | Midcontinent Independent Transmission System Operator, Inc.. |  | 22 | NR | 2 | IPP Non-CHP |  | N |  | N |  | N |  |  | X |  | Interstate Power and Light Co | 9417 | IA | 230
17058 | Shell Wind Energy Inc. | 56011 | Cabazon Wind Partners | 14101 Rusmore Ave | Cabazon | CA | 56011 | Riverside | 33.9172 | -116.735 | WECC | CISO | California Independent System Operator |  | 22 | NR | 2 | IPP Non-CHP | N | N |  | N |  | N |  | N | X |  | Southern California Edison Co | 17609 | CA | 138
17058 | Shell Wind Energy Inc. | 56012 | Whitewater Hill Wind Partners | 63-665 19th Ave | North Palm Springs | CA | 92258 | Riverside | 33.925 | -116.6178 | WECC | CISO | California Independent System Operator |  | 22 | NR | 2 | IPP Non-CHP | N | N |  | N |  | N |  | N | X |  | Southern California Edison Co | 17609 | CA | 138
20421 | Western Minnesota Mun Pwr Agny | 56013 | Exira | 3429 Jay Ave | Brayton | IA | 50042 | Audubon | 41.5144 | -94.9197 | MRO | MISO | Midcontinent Independent Transmission System Operator, Inc.. | wells | 22 | RE | 1 | Electric Utility |  | N |  | N |  | N |  |  | X |  | WAPA-- Western Area Power Administration | 27000 | CO | 161 |  |  | Northern Natural Gas - Palmyra D - 2044
17555 | South Eastern Elec Devt Corp | 56015 | Bainbridge | 1695 MartinLuther King Jr Blvd | Bainbridge | GA | 39817 | Decatur | 30.911 | -84.5473 | SERC | SOCO | Southern Company Services, Inc. - Trans | Municipality | 22 | NR | 2 | IPP Non-CHP |  | N |  | N |  | Y | 00-1803-000 | N | X |  | Georgia Transmission Corp | 7197 | GA | 110 |  |  | Southern Natural Gas
22040 | Washington State University | 56016 | Grimes Way | Grimes Way | Pullman | WA | 99164 | WHITMAN | 46.7289 | -117.1514 | WECC | AVA | Avista Corporation | Wells | 611 | NR | 4 | Commercial Non-CHP |  | N |  | N |  | N |  | N | X |  | Avista Corp | 20169 | WA | 13.2 |  |  | Avista Corp
6716 | PUD No 1 of Franklin County | 56017 | Franklin/Grays | 2000 N Oregon Street | Pasco | WA | 99302 | Franklin | 46.3069 | -119.1139 | WECC | BPAT | Bonneville Power Administration | Wells | 22 | RE | 1 | Electric Utility |  | N |  | N |  | N |  | N | X |  | PUD No 1 of Franklin County | 6716 | WA | 115 |  |  | Northwest Pipeline
40614 | Alabama Municipal Elec Authority | 56018 | AMEA Peaking | 125 Thompson Lane | Sylacauga | AL | 35150 | TALLADEGA | 33.1661 | -86.2825 | SERC | SOCO | Southern Company Services, Inc. - Trans | Sylcauga Utility Board | 22 | RE | 1 | Electric Utility |  | N |  | N |  | N |  | N | X |  | Alabama Power Co | 195 | AL | 115 |  |  | Sylacauga Utility Board distribution pipeline supplied by TRANSCO City Gate Sylacauga
20813 | City of Winfield - (KS) | 56022 | Waste Water Plant Generator | 21st Ave. & Andrews St | Winfield | KS | 67156 | Cowley | 37.2278 | -96.9897 | SPP | SWPP | Southwest Power Pool | Municipality | 22 | RE | 1 | Electric Utility |  | N |  | N |  | N |  | N | X |  | City of Winfield - (KS) | 20813 | KS | 12.47
19062 | City of Traer - (IA) | 56025 | Traer East | 180th and QQ Avenue | Tracer | IA | 50675 | Tama | 42.1817 | -92.4663 | MRO | MISO | Midcontinent Independent Transmission System Operator, Inc.. | Municipality | 22 | RE | 1 | Electric Utility |  | N |  | N |  | N |  |  | X |  | City of Traer - (IA) | 19062 | IA | 12.5
16655 | City of Santa Clara - (CA) | 56026 | Donald Von Raesfeld Power Plant | 850 Duane Avenue | Santa Clara | CA | 95054 | Santa Clara | 37.3767 | -121.9508 | WECC | CISO | California Independent System Operator | City Reclaimed Water | 22 | RE | 1 | Electric Utility |  | N |  | N |  | N |  | N | X |  | City of Santa Clara - (CA) | 16655 | CA | 115 |  |  | PG&E line 132
20860 | Wisconsin Public Service Corp | 56031 | Fox Energy Center | 310 East Frontage Road | Wrightstown | WI | 54130 | Outagamie | 44.3204 | -88.2089 | RFC | MISO | Midcontinent Independent Transmission System Operator, Inc.. | Heart of the Valley Metropolit | 22 | RE | 1 | Electric Utility |  | N |  | N |  | N |  | N | X |  | American Transmission Co | 659 | WI | 345 |  |  | Wisconsin Public Service Corporation
49845 | Equus Power I, L.P., | 56032 | Equus Freeport Power | 289 Buffalo Avenue | Village of Freeport | NY | 11520 | Nassau | 40.6439 | -73.5683 | NPCC | NYIS | New York Independent System Operator | Municipality | 22 | NR | 2 | IPP Non-CHP |  | N |  | N |  | N |  | N | X |  | Village of Freeport - (NY) | 6775 | NY | 69 |  |  | transco Zone 6
18065 | Smithfield Farmland Corp-Wilson | 56035 | Smithfield Farmland Corp-Wilson | 2401 Wilco Blvd | Wilson | NC | 27893 | WILSON | 35.6943 | -77.9192 | SERC | CPLE | Progress Energy Carolinas - EAST | Municipality | 22 | NR | 3 | IPP CHP |  | Y | QF12-164-000 | N |  | N |  |  | X |  | City of Wilson | 20785 | NC | 12.5
5571 | East Bay Municipal Util Dist | 56036 | WWTP Power Generation Station | 2020 Wake Avenue | Oakland | CA | 94607 | Alameda | 37.8258 | -122.2961 | WECC | CISO | California Independent System Operator | WWTP and Potable water | 22132 | RE | 5 | Commercial CHP |  | Y | 09-321-001 | N |  | N |  | N | X |  | Pacific Gas & Electric Co | 14328 | CA | 12.5 |  |  | PG&E local distribution system
19165 | Trigen-Cinergy Solutions College Park | 56038 | UMCP CHP Plant | UMCP Campus Bldg 001 | College Park | MD | 20742 | Prince Georges | 38.9858 | -76.9355 | RFC | PJM | PJM Interconnection, LLC | Municipality | 22 | NR | 3 | IPP CHP |  | N |  | N |  | N |  |  | X |  | Potomac Electric Power Co | 15270 | MD | 13.8 |  |  | Washington Gas
19798 | City of Vernon | 56039 | H. Gonzales | 4990 Seville Avenue | Vernon | CA | 90058 | Los Angeles | 33.9986 | -118.2219 | WECC | CISO | California Independent System Operator | Municipality | 22 | RE | 1 | Electric Utility |  | N |  | N |  | N |  |  | X |  | City of Vernon | 19798 | CA | 66 |  |  | City of Vernon Gas Transmission Line
29116 | Colorado Energy Management LLC | 56041 | Malburg | 4963 Soto Street | Vernon | CA | 90058 | LOS ANGELES | 33.9986 | -118.2219 | WECC | CISO | California Independent System Operator | Municipality | 22 | NR | 2 | IPP Non-CHP |  | N |  | N |  | N |  | N | X |  | City of Vernon | 19798 | CA | 66 |  |  | City of Vernon
2507 | City of Burbank Water and Power | 56046 | Magnolia Power Project | 110 West Magnolia Boulevard | Burbank | CA | 91502 | Los Angeles | 34.1786 | -118.3153 | WECC | LDWP | Los Angeles Department of Water and Power | Municipality | 22 | RE | 1 | Electric Utility |  | N |  | N |  | N |  | N | X |  | City of Burbank Water and Power | 2507 | CA | 69 |  |  | So Cal Gas Company Pipeline
19002 | CPV Towantic, LLC | 56047 | CPV Towantic Energy Center | Woodruff Hill Road | Oxford | CT | 6478 | New Haven | 41.4812 | -73.1231 | NPCC | ISNE | ISO New England Inc. |  | 22 | NR | 2 | IPP Non-CHP |  | N |  | N |  | N |  |  |  |  | Northeast Utilities | 24559 | NH | 115 |  |  | Algonquin Gas Transmission, LLC
19198 | Trigen Inner Harbor East, LLC | 56050 | Inner Harbor East Heating | 1001 Fleet Street | Baltimore | MD | 21202 | BALTIMORE CITY | 39.2837 | -76.5994 | RFC | PJM | PJM Interconnection, LLC | Municipality | 22133 | NR | 5 | Commercial CHP |  | N |  | N |  | N |  | N | X |  | Baltimore Gas & Electric Co | 1167 | MD | 13.2 |  |  | BGE Local Distribution
18986 | THUMS Long Beach Company | 56051 | THUMS | 1411 Pier D Street | Long Beach | CA | 90802 | Los Angeles | 33.7684 | -118.2141 | WECC | CISO | California Independent System Operator | Municipality | 211 | NR | 6 | Industrial Non-CHP |  | N |  | N |  | N |  | N | X |  | Southern California Edison Co | 17609 | CA | 66 |  |  | BMP-1
6865 | FPL Energy Meyersdale Windpower LLC | 56052 | Meyersdale Windpower | 1773 Sandspring Rd | Meyersdale | PA | 15552 | Somerset | 39.7907 | -79.002 | RFC | PJM | PJM Interconnection, LLC |  | 22 | NR | 2 | IPP Non-CHP |  | N |  | N |  | N |  | N | X |  | PPL Electric Utilities Corp | 14715 | PA | 230
3153 | City of Casey - (IL) | 56053 | Casey City of | 910 N Central | Casey | IL | 62420 | CLARK | 39.3106 | -87.9926 | SERC | MISO | Midcontinent Independent Transmission System Operator, Inc.. |  | 22 | RE | 1 | Electric Utility |  | N |  | N |  | N |  | N | X |  | City of Casey - (IL) | 3153 | IL | 69
6985 | Garwin McNeilus | 56054 | G McNeilus Wind Farm Dodge Center | 65742 State Highway 56 | Dodge Center | MN | 55927 | DODGE | 43.9785 | -92.8511 | MRO | MISO | Midcontinent Independent Transmission System Operator, Inc.. |  | 22 | NR | 2 | IPP Non-CHP |  | N |  | Y | 08-475-000,08-476-000,08-477-000, 08-479-000,08-480-000 | N |  | N | X |  | Northern States Power Co - Minnesota | 13781 | MN | 69
11843 | Maui Electric Co Ltd | 56055 | Hana Substation | 0 Kawai Ola Place | Hana | HI | 96713 | Maui | 20.7658 | -155.9961 | HICC |  |  |  | 22 | RE | 1 | Electric Utility |  | N |  | N |  | N |  | N | X |  | Maui Electric Co Ltd | 11843 | HI | 23
13630 | North Carolina Mun Power Agny #1 | 56058 | High Point, Jackson Lake | 1315 Jackson Lake Road | High Point | NC | 27263 | Guilford | 35.9444 | -79.9431 | SERC | CPLE | Progress Energy Carolinas - EAST |  | 22 | RE | 1 | Electric Utility |  | N |  | N |  | N |  | N | X |  | Town of High Point | 8571 | NC | 12.47
13630 | North Carolina Mun Power Agny #1 | 56059 | High Point, Fairfield | 540 West Fairfield Road | High Point | NC | 27263 | Guilford | 35.9269 | -79.9858 | SERC | DUK | Duke Energy Carolinas |  | 22 | RE | 1 | Electric Utility |  | N |  | N |  | N |  | N | X |  | Town of High Point | 8571 | NC | 12.47
13630 | North Carolina Mun Power Agny #1 | 56060 | Gastonia Rankin Lake | 2650 Weetabix Parkway | Gastonia | NC | 28056 | Gaston | 35.2242 | -81.1228 | SERC | CPLE | Progress Energy Carolinas - EAST |  | 22 | RE | 1 | Electric Utility |  | N |  | N |  | N |  | N | X |  | City of Gastonia | 7027 | NC | 12.47
13630 | North Carolina Mun Power Agny #1 | 56061 | Gastonia Duke Street | 3040 Duke Street | Gastonia | NC | 28052 | Gaston | 35.2234 | -81.1331 | SERC | CPLE | Progress Energy Carolinas - EAST |  | 22 | RE | 1 | Electric Utility |  | N |  | N |  | N |  | N | X |  | City of Gastonia | 7027 | NC | 12.47
13630 | North Carolina Mun Power Agny #1 | 56062 | Statesville, Highway 64 | Highway 64 West | Statesville | NC | 28677 | Iredell | 35.7985 | -80.9427 | SERC | DUK | Duke Energy Carolinas |  | 22 | RE | 1 | Electric Utility |  | N |  | N |  | N |  | N | X |  | City of Statesville - (NC) | 18022 | NC | 12.47
13630 | North Carolina Mun Power Agny #1 | 56063 | Shelby, Toms Street | 1120 Toms Street | Shelby | NC | 28150 | Cleveland | 35.3036 | -81.5225 | SERC | DUK | Duke Energy Carolinas |  | 22 | RE | 1 | Electric Utility |  | N |  | N |  | N |  | N | X |  | City of Shelby - (NC) | 17037 | NC | 12.47
13630 | North Carolina Mun Power Agny #1 | 56064 | Morganton, Parker Road | 193 West Parker Road | Morganton | NC | 28655 | Burke | 35.7208 | -81.6624 | SERC | DUK | Duke Energy Carolinas |  | 22 | RE | 1 | Electric Utility |  | N |  | N |  | N |  | N | X |  | City of Morganton - (NC) | 12944 | NC | 12.47
13630 | North Carolina Mun Power Agny #1 | 56065 | Maiden Finger Street | 2000 W. Finger Street Ext. | Maiden | NC | 28650 | Catawba | 35.5753 | -81.2278 | SERC | CPLE | Progress Energy Carolinas - EAST |  | 22 | RE | 1 | Electric Utility |  | N |  | N |  | N |  | N | X |  | Maiden Town of | 11515 | NC | 12.47
13630 | North Carolina Mun Power Agny #1 | 56066 | Lexington Hickory Street | 100 Hickory Street | Lexington | NC | 27292 | Davidson | 35.8075 | -80.2653 | SERC | CPLE | Progress Energy Carolinas - EAST |  | 22 | RE | 1 | Electric Utility |  | N |  | N |  | N |  | N | X |  | City of Lexington | 10966 | NC | 12.47
13630 | North Carolina Mun Power Agny #1 | 56067 | Lexington Health Center | 1104 North Salisbury Street | Lexington | NC | 27292 | Davidson | 35.8309 | -80.2422 | SERC | DUK | Duke Energy Carolinas |  | 22 | RE | 1 | Electric Utility |  | N |  | N |  | N |  | N | X |  | City of Lexington - (NC) | 10966 | NC | 12.47
20847 | Wisconsin Electric Power Co | 56068 | Elm Road Generating Station | 10800 S. Chicago Road | Oak Creek | WI | 53154 | Milwaukee | 42.8492 | -87.8336 | RFC | MISO | Midcontinent Independent Transmission System Operator, Inc.. | Lake Michigan | 22 | RE | 1 | Electric Utility |  | N |  | N |  | N |  | N | X |  | American Transmission Co | 659 | WI | 345 |  |  | ANR
54842 | WM Renewable Energy LLC | 56069 | Berlin Landfill Gas | W694 White Ridge Rod | Berlin | WI | 54923 | Green Lake | 43.9603 | -88.9158 | MRO | MISO | Midcontinent Independent Transmission System Operator, Inc.. |  | 22 | NR | 2 | IPP Non-CHP |  | N |  | N |  | N |  | N | X |  | Wisconsin Power & Light Co | 20856 | WI | 12.5
11479 | Madison Gas & Electric Co | 56070 | Diesel Generators | 115 N. Livingston Street | Madison | WI | 53703 | Dane | 43.0802 | -89.3747 | MRO | MISO | Midcontinent Independent Transmission System Operator, Inc.. |  | 22 | RE | 1 | Electric Utility |  | N |  | N |  | N |  | N | X |  | Madison Gas & Electric Co | 11479 | WI | 13.8
361 | Industrial Energy Applications Inc | 56072 | Alliant SBD 9801 Aegon Martha's Way | One Martha's Way | Hiawatha | IA | 52406 | Linn | 42.0453 | -91.6969 | MRO | MISO | Midcontinent Independent Transmission System Operator, Inc.. |  | 22 | NR | 2 | IPP Non-CHP |  | N |  | N |  | N |  | N | X |  |  |  |  | 0.48
361 | Industrial Energy Applications Inc | 56073 | Alliant SBG 9802 Toyota | 5005 N. River Blvd NE | Cedar Rapids | IA | 52411 | Linn | 42.0277 | -91.7111 | MRO | MISO | Midcontinent Independent Transmission System Operator, Inc.. |  | 22 | NR | 2 | IPP Non-CHP |  | N |  | N |  | N |  | N | X |  | Linn County REC | 11053 | IA | 0.48 |  |  | MidAmerican Energy
361 | Industrial Energy Applications Inc | 56074 | Alliant SBD 9901 GE Capital | 1010 Thomas Edison Blvd SW | Cedar Rapids | IA | 52404 | Linn | 41.9244 | -91.6385 | MRO | MISO | Midcontinent Independent Transmission System Operator, Inc.. |  | 22 | NR | 2 | IPP Non-CHP |  | N |  | N |  | N |  | N | X |  | Interstate Power and Light Co | 9417 | IA | 0.48
8565 | FPLE High Winds, LLC | 56075 | High Winds LLC | 6700 Birds Landing Rd. | Birds Landing | CA | 94512 | Solano | 38.1381 | -121.8053 | WECC | CISO | California Independent System Operator |  | 22 | NR | 2 | IPP Non-CHP |  | N |  | N |  | Y | 03-12-000 |  | X |  | Pacific Gas & Electric Co | 14328 | CA | 230
5321 | Drummond Company, Inc. | 56076 | ABC Coke | 900 Huntsville Avenue | Tarrant | AL | 35217 | Jefferson | 33.5828 | -86.7799 | SERC | SOCO | Southern Company Services, Inc. - Trans | Municipality | 324 | NR | 7 | Industrial CHP |  | N |  | N |  | N |  |  | X |  | Alabama Power Co | 195 | AL | 12 |  |  | Alagasco
19281 | Turlock Irrigation District | 56078 | Walnut Energy Center | 600 S. Washington Road | Turlock | CA | 95380 | Stanislaus | 37.4878 | -120.8956 | WECC | TIDC | Turlock Irrigation District | Reclaim Water | 22 | RE | 1 | Electric Utility |  | N |  | N |  | N |  | N | X |  | Turlock Irrigation District | 19281 | CA | 115 |  |  | PG&E local distribution
15597 | Riceland Foods Inc. | 56079 | Riceland Foods Cogeneration Plant | 1200 North Park Avenue | Stuttgart | AR | 72160 | Arkansas | 34.5136 | -91.5331 | SERC | MISO | Midcontinent Independent Transmission System Operator, Inc.. | Well & Municipality | 22 | NR | 3 | IPP CHP |  | N |  | N |  | N |  | Y | N | OP | Entergy Arkansas Inc | 814 | AR | 14
16657 | San Jose/Santa Clara Water P C | 56080 | SJ/SC WPCP | 700 Los Esteros Road | San Jose | CA | 95134 | Santa Clara | 37.4344 | -121.9464 | WECC | CISO | California Independent System Operator | Bay Area | 22132 | NR | 5 | Commercial CHP |  | N |  | N |  | N |  | N | X |  | Pacific Gas & Electric Co | 14328 | CA | 115 |  |  | PG&E Gas transmission pipelines 101 and 109
1881 | Blue Canyon Windpower LLC | 56081 | Blue Canyon Windpower | 3109 State Hwy 19 | Carnegie | OK | 73015 | Comanche | 34.8508 | -98.5773 | SPP | SWPP | Southwest Power Pool |  | 22 | NR | 2 | IPP Non-CHP |  | N |  | Y | 99-4000-000 | Y | EG05-53, EG03-78 | N | X |  | Western Farmers Elec Coop, Inc | 20447 |  | 138
1828 | Linn Operating Inc | 56090 | Blacksand Generating Facility | 2000 Tonner Canyon Road | Brea | CA | 92821 | Orange | 33.9328 | -117.855 | WECC | CISO | California Independent System Operator |  | 211 | NR | 6 | Industrial Non-CHP |  | N |  | N |  | Y | 99-57-001 | N | X |  | Southern California Edison Co | 17609 | CA | 12 |  |  | No outside pipeline connected. We have have QF exempt status because we burn our gas.
34721 | FPL Energy South Dakota Wind LLC | 56092 | South Dakota Wind Energy Cente | 33716 207th St | Highmore | SD | 57345 | Hyde | 44.5492 | -99.5 | MRO | WACM | Western Area Power Administration - Rocky Mountain Region |  | 22 | NR | 2 | IPP Non-CHP |  | N |  | N |  | Y | 03-1103-000 |  | X |  | Basin Electric Power Coop | 1307 | SD | 230
58528 | NextEra Energy Operating Services LLC | 56093 | TransAlta Wyoming Wind | 3287 Divide Rd | Evanston | WY | 82930 | Uinta | 41.2874 | -110.5556 | WECC | PACE | PacifiCorp - East |  | 22 | NR | 2 | IPP Non-CHP |  | N |  | N |  | N |  | N | X |  | PacifiCorp | 14354 | WY | 138
34719 | FPL Energy Oklahoma Wind LLC | 56094 | Oklahoma Wind Energy Center | 3/8 mi W of Intrscn EW30/NS208 | Woodward | OK | 73801 | Woodward | 36.604 | -99.34 | SPP | SWPP | Southwest Power Pool |  | 22 | NR | 2 | IPP Non-CHP |  | N |  | N |  | N |  |  | X |  | Oklahoma Gas & Electric Co | 14063 | OK | 138
34717 | FPL Energy New Mexico Wind LLC | 56097 | New Mexico Wind Energy Center | 1561 State Highway 252 | House | NM | 88121 | Quay | 34.6357 | -104.0473 | WECC | PNM | Public Service Company of New Mexico |  | 22 | NR | 2 | IPP Non-CHP |  | N |  | N |  | N |  |  | X |  | Public Service Co of NM | 15473 | NM | 34.5
8628 | City of Hillsboro - (ND) | 56098 | Hillsboro | 603 South Main | Hillsboro | ND | 58045 | TRAILL | 47.3969 | -97.0606 | MRO | MISO | Midcontinent Independent Transmission System Operator, Inc.. |  | 22 | RE | 1 | Electric Utility |  | N |  | N |  | N |  |  | X |  | City of Hillsboro - (ND) | 8628 | ND | 4.16
34723 | FPL Energy North Dakota Wind LLC | 56099 | FPL Energy North Dakota Wind I/II | 7305 74th Ave., SE | Edgeley | ND | 58433 | LaMoure | 46.3272 | -98.8984 | MRO | MISO | Midcontinent Independent Transmission System Operator, Inc.. |  | 22 | NR | 2 | IPP Non-CHP |  | N |  | N |  | Y | 03-1104-000; '03-1105-000 |  | X |  | Otter Tail Power Co | 14232 | ND | 230
17862 | City of St Charles - (MN) | 56100 | St. Charles Power Plant | 461 4th Street East | St. Charles | MN | 55972 | Winona | 43.9742 | -92.0597 | MRO | MISO | Midcontinent Independent Transmission System Operator, Inc.. | Municipality | 22 | RE | 1 | Electric Utility |  | N |  | N |  | N |  |  | X |  | ITC Great Plains | 56526 |  | 69
14354 | PacifiCorp | 56102 | Currant Creek | 2096 West 300 North | Mona | UT | 84645 | Juab | 39.8214 | -111.8935 | WECC | PACE | PacifiCorp - East | Wells | 22 | RE | 1 | Electric Utility |  | N |  | N |  | N |  |  | X |  | PacifiCorp | 14354 | UT | 345 |  |  | Questar Pipeline Company
2338 | Calpine Central LP | 56104 | Mankato Energy Center | 1 Fazio Lane | Mankato | MN | 56001 | Blue Earth | 44.1988 | -94.003 | MRO | MISO | Midcontinent Independent Transmission System Operator, Inc.. | City of Mankato POTW | 22 | NR | 2 | IPP Non-CHP |  | N |  | N |  | N |  | N | X |  | Northern States Power Co - Minnesota | 13781 | MN | 345 | 115 |  | Northern Natural Gas
49736 | Loring Holdings, LLC | 56105 | Loring Power Plant | 17 Energy Road | Limestone | ME | 4750 | Aroostook | 46.9319 | -67.8933 | NPCC | NBSO | New Brunswick System Operator | Little Madawaska River | 22 | NR | 3 | IPP CHP |  | N |  | N |  | N |  |  | X |  |  |  |  | 69
21352 | Municipal Energy Agency of NE | 56106 | MEAN Wind Project | Northwest of Kimball | Kimball | NE | 69145 | Kimball | 41.2736 | -103.6983 | WECC | WACM | Western Area Power Administration - Rocky Mountain Region |  | 22 | RE | 1 | Electric Utility |  | N |  | N |  | N |  |  | X |  | City of Kimball - (NE) | 10260 | NE | 34.5
49745 | Cash Creek Generating LLC | 56107 | Cash Creek | Kentucky State Highway 1078 | Henderson | KY | 42420 | Henderson | 37.7194 | -87.4139 | SERC | MISO | Midcontinent Independent Transmission System Operator, Inc.. | Green River | 22 | NR | 2 | IPP Non-CHP |  | N |  | N |  | N |  | N | X |  | Big Rivers Electric Corp | 1692 |  | 345 |  |  | ANR
50111 | Lafayette Utilities System | 56108 | T J Labbe Electric Generating | 208 Renaud Dr | Lafayette | LA | 70507 | Lafayette | 30.2554 | -92.0433 | SPP | MISO | Midcontinent Independent Transmission System Operator, Inc.. | Municipality | 22 | RE | 1 | Electric Utility |  | N |  | N |  | N |  | N | X |  | City of Lafayette - (LA) | 9096 | LA | 230 |  |  | LUS Pipeline (interconnections with Columbia Gulf and Texas Gas)
17058 | Shell Wind Energy Inc. | 56111 | Brazos Wind Farm | 968 Main Street | Fluvanna | TX | 79517 | Scurry | 32.9479 | -101.1478 | TRE | ERCO | Electric Reliability Council of Texas, Inc. |  | 22 | NR | 2 | IPP Non-CHP | N | N |  | N |  | N |  | N | X |  | Oncor Electric Delivery Company LLC | 44372 | TX | 138
15399 | Avangrid Renewables Inc | 56112 | Mountain View III | 19020 Indian Avenue | North Palm Springs | CA | 92258 | Riverside | 33.9141 | -116.5914 | WECC | CISO | California Independent System Operator |  | 22 | NR | 2 | IPP Non-CHP |  | N |  | N |  | Y | 04-7-000 |  | X |  | Southern California Edison Co | 17609 | CA | 115
55858 | Energy Developments Inc | 56113 | Tessman Road | 7000 I-10 East | San Antonio | TX | 78219 | Bexar | 29.4289 | -98.3433 | TRE | ERCO | Electric Reliability Council of Texas, Inc. |  | 22 | NR | 2 | IPP Non-CHP |  | N |  | N |  | Y | 05-051-000 | N | X |  | Austin Energy | 1015 | TX | 35
8573 | City of Highland | 56114 | IMEA Highland | 501 Ninth Street | Highland | IL | 62249 | Madison | 38.7417 | -89.6847 | SERC | MISO | Midcontinent Independent Transmission System Operator, Inc.. | Municipality | 22 | RE | 1 | Electric Utility |  | N |  | N |  | N |  | N | X |  | City of Highland | 8573 | IL | 13.2
9286 | Illinois Municipal Elec Agency | 56116 | IMEA Flora | 2 Commercial Drive | Flora | IL | 62839 | Clay | 38.6658 | -88.4625 | SERC | MISO | Midcontinent Independent Transmission System Operator, Inc.. | Municipality | 22 | RE | 1 | Electric Utility |  | N |  | N |  | N |  | N | X |  | City of Flora - (IL) | 6417 | IL | 4.16
6417 | City of Flora - (IL) | 56117 | Flora Site A | 750 Vincennes | Flora | IL | 62839 | Clay | 38.6693 | -88.4635 | SERC | MISO | Midcontinent Independent Transmission System Operator, Inc.. | Municipality | 22 | RE | 1 | Electric Utility |  | N |  | N |  | N |  | N | X |  | City of Flora - (IL) | 6417 | IL | 4.16
6417 | City of Flora - (IL) | 56118 | Flora Site B | 471 State Street | Flora | IL | 62839 | Clay | 38.6714 | -88.4894 | SERC | MISO | Midcontinent Independent Transmission System Operator, Inc.. | Municipality | 22 | RE | 1 | Electric Utility |  | N |  | N |  | N |  | N | X |  | City of Flora - (IL) | 6417 | IL | 4.16
49775 | Middlesex Generating Company LLC | 56119 | Middlesex Generating Facility | East Main Street Extension | Sayerville | NJ | 8872 | MIDDLESEX | 40.4903 | -74.3156 | RFC | PJM | PJM Interconnection, LLC | Edward J. Patten Wastewater Pl | 22 | NR | 3 | IPP CHP |  | Y | 99-29-000 | N |  | N |  |  | X |  | Jersey Central Power & Lt Co | 9726 | NJ | 13.8 |  |  | PSEG
17543 | South Carolina Public Service Authority | 56120 | Lee County Landfill | 1431 Sumter Highway | Bishopville | SC | 29010 | Lee | 34.181 | -80.2678 | SERC | SC | South Carolina Public Service Authority |  | 22 | RE | 1 | Electric Utility |  | N |  | N |  | N |  | N | X |  | South Carolina Public Service Authority | 17543 | SC | 12.47
17543 | South Carolina Public Service Authority | 56121 | Anderson Regional Landfill | 203 Landfill Road | Belton | SC | 29627 | Anderson | 34.5739 | -82.4621 | SERC | DUK | Duke Energy Carolinas |  | 22 | RE | 1 | Electric Utility |  | N |  | N |  | N |  | N | X |  | Duke Energy Carolinas, LLC | 5416 | SC | 12
17543 | South Carolina Public Service Authority | 56122 | Richland County Landfill | 1703 Screaming Eagle Road | Lugoff | SC | 29078 | Richland | 34.103 | -80.7905 | SERC | SC | South Carolina Public Service Authority |  | 22 | RE | 1 | Electric Utility |  | N |  | N |  | N |  | N | X |  | Tri-County Electric Coop, Inc | 14175 | SC | 25
12582 | Minwind Energy LLC | 56123 | Minwind 3-9 | 1056 40th Ave. | Beaver Creek | MN | 56116 | Rock | 43.6383 | -96.3919 | MRO | MISO | Midcontinent Independent Transmission System Operator, Inc.. |  | 22 | NR | 2 | IPP Non-CHP | N | N |  | N |  | N |  | N | X |  | Northern States Power Co - Minnesota | 13781 | MN | 161
49777 | SP Fiber Technologies NW LLC | 56124 | SPFT - Newberg Cogen | 1301 Wynooski Street | Newberg | OR | 97132 | Yamhill | 45.2879 | -122.9627 | WECC | PGE | Portland General Electric Company | Willamette River | 322122 | NR | 7 | Industrial CHP |  | Y | 05-36-000 | Y | 05-36-000 | N |  | N | X |  | Portland General Electric Co | 15248 | OR | 115 |  |  | Northwest Natural Gas
30076 | Calleguas Mun Water District | 56125 | Springville Hydroelectric | 833 Via Zamora | Camarillo | CA | 93010 | VENTURA | 34.2253 | -119.0858 | WECC | CISO | California Independent System Operator | Water Pipeline | 22 | NR | 2 | IPP Non-CHP |  | N |  | Y | 11-094-000 | N |  | N | X |  | Southern California Edison Co | 17609 | CA | 16
11460 | City of Macon - (MO) | 56126 | Sub 2 Generating Station | 1411 Noll Drive | Macon | MO | 63552 | Macon | 39.7503 | -92.5 | SERC | AECI | Associated Electric Cooperative, Inc. | Municipality | 22 | RE | 1 | Electric Utility |  | N |  | N |  | N |  |  | X |  | Northeast Missouri El Pwr Coop | 13738 |  | 69
11460 | City of Macon - (MO) | 56127 | Macon Energy Center | 30109 Major Ave. | Macon | MO | 63552 | Macon | 39.749 | -92.3845 | SERC | AECI | Associated Electric Cooperative, Inc. | Municipality | 22 | RE | 1 | Electric Utility |  | N |  | N |  | N |  |  | X |  | Northeast Missouri El Pwr Coop | 13738 |  | 69 |  |  | Macon Municipal Utilities
11460 | City of Macon - (MO) | 56128 | Sub 3 Generating Station | 29357 Kellog Ave. | Macon | MO | 63552 | Macon | 39.7614 | -92.4533 | SERC | AECI | Associated Electric Cooperative, Inc. | Municipality | 22 | RE | 1 | Electric Utility |  | N |  | N |  | N |  |  | X |  | Northeast Missouri El Pwr Coop | 13738 |  | 69
59159 | Central Electric Power | 56129 | Thermal Kem | 2324 Vernsdale Road | Rock Hill | SC | 29730 | York | 34.8894 | -81.0725 | SERC | DUK | Duke Energy Carolinas |  | 22 | RE | 1 | Electric Utility |  | N |  | N |  | N |  | N | X |  | York Electric Coop Inc | 21002 | SC | 12.47
17543 | South Carolina Public Service Authority | 56130 | Cornell Dubilier | 140 Technology Place | Liberty | SC | 29657 | Pickens | 34.8158 | -82.6986 | SERC | SC | South Carolina Public Service Authority |  | 22 | RE | 1 | Electric Utility |  | N |  | N |  | N |  |  | X |  | Blue Ridge Electric Coop Inc | 1890 | SC | 12.47
59159 | Central Electric Power | 56131 | Valenite | 7105 South Hwy 11 | Westminster | SC | 29693 | Oconee | 34.6572 | -83.0383 | SERC | DUK | Duke Energy Carolinas |  | 22 | RE | 1 | Electric Utility |  | N |  | N |  | N |  | N | X |  | Blue Ridge Electric Coop Inc - (SC) | 1890 | SC | 12.47
59159 | Central Electric Power | 56132 | Honea Path | 46 Rusty Burns Dr | Honea Path | SC | 29620 | Abbeville | 34.4413 | -82.3652 | SERC | DUK | Duke Energy Carolinas |  | 22 | RE | 1 | Electric Utility |  | N |  | N |  | N |  | N | X |  | Little River Electric Coop Inc | 11019 | SC | 12.47
55934 | City of Stockton MUD | 56134 | Regional Wastewater Control Facility | 2500 Navy Dr | Stockton | CA | 95206 | San Joaquin | 37.9369 | -121.3294 | WECC | CISO | California Independent System Operator | Municipality (Well and Surface | 22132 | NR | 5 | Commercial CHP |  | N |  | N |  | N |  | N | X |  | Pacific Gas & Electric Co | 14328 | CA | 60 |  |  | FRESNO/NAVY DUSTRUBUTION FEEDER
12745 | Modesto Irrigation District | 56135 | Ripon Generation Station | 1015 S. Stockton Blvd. | Ripon | CA | 95366 | San Joaquin | 37.7315 | -121.116 | WECC | BANC | Balancing Authority of Northern California | NonPotable Well Water | 22 | RE | 1 | Electric Utility |  | N |  | N |  | N |  | N | X |  | Modesto Irrigation District | 12745 | CA | 69 |  |  | PG&E Line 300
12341 | MidAmerican Energy Co | 56138 | Anderson Erickson | 2291 State Street | Des Moines | IA | 50317 | Polk | 41.6014 | -93.5765 | MRO | MISO | Midcontinent Independent Transmission System Operator, Inc.. |  | 22 | RE | 1 | Electric Utility |  | N |  | N |  | N |  | N | X |  | MidAmerican Energy Co | 12341 | IA | 69
29925 | Enterprise Products Optg LP | 56139 | Neptune Gas Processing Plant | 120 Trunkline | Centerville | LA | 70522 | St Mary | 29.7336 | -91.4431 | SERC | MISO | Midcontinent Independent Transmission System Operator, Inc.. |  | 325 | NR | 6 | Industrial Non-CHP |  | Y | 03-135-000 | N |  | N |  | N | X |  | Cleco Power LLC | 3265 | LA | 12.47
49786 | Jamaica Bay Peaking Facility, LLC | 56141 | Jamaica Bay Peaking | 14-25 Bay 24th St | Far Rockaway | NY | 11691 | Queens | 40.6097 | -73.7622 | NPCC | NYIS | New York Independent System Operator | Municipality | 22 | NR | 2 | IPP Non-CHP |  | N |  | N |  | Y | 03-49-000 | N | X |  | Long Island Power Authority | 11171 | NY | 69
59496 | Allete Clean Energy | 56142 | Chanarambie Power Partners, LLC | 215 111th St. | Lake Wilson | MN | 56151 | Murray | 44.011 | -96.0446 | MRO | MISO | Midcontinent Independent Transmission System Operator, Inc.. |  | 22 | NR | 2 | IPP Non-CHP |  | N |  | N |  | N |  |  | X |  | Northern States Power Co - Minnesota | 13781 | MN | 34.5
16088 | City of Riverside - (CA) | 56143 | Riverside Energy Resource Center | 5901 Payton Ave | Riverside | CA | 92504 | Riverside | 33.9636 | -117.4528 | WECC | CISO | California Independent System Operator | municipality | 22 | RE | 1 | Electric Utility |  | N |  | N |  | N |  | N | X |  | City of Riverside - (CA) | 16088 | CA | 69 |  |  | SoCal Gas Line 2001
16088 | City of Riverside - (CA) | 56144 | Springs Generating Station | 2221 Eastridge Ave | Riverside | CA | 92507 | Riverside | 33.9308 | -117.2933 | WECC | CISO | California Independent System Operator |  | 22 | RE | 1 | Electric Utility |  | N |  | N |  | N |  | N | X |  | City of Riverside - (CA) | 16088 | CA | 69 |  |  | SoCal Gas 2001
219 | Alaska Power and Telephone Co | 56146 | False Island | Lot 6, Marine Industrial Park | Thorne Bay | AK | 99919 | Prince of Wales Ketchikan | 55.4892 | -133.1345 | ASCC |  |  |  | 22 | RE | 1 | Electric Utility |  | N |  | N |  | N |  | N | X |  | Alaska Power and Telephone Co | 219 | AK | 12.47
219 | Alaska Power and Telephone Co | 56147 | Viking | Mile 6 Craig/Klawock Highway | Craig | AK | 99921 | Prince of Wales Ketchikan | 55.5407 | -133.1023 | ASCC |  |  |  | 22 | RE | 1 | Electric Utility |  | N |  | N |  | N |  | N | X |  | Alaska Power and Telephone Co | 219 | AK | 12.47
6615 | City of Fort Pierre - (SD) | 56148 | Ft. Pierre | N/A | Fort Pierre | SD | 57532 | Stanley | 44.3681 | -100.3808 | MRO | SWPP | Southwest Power Pool |  | 22 | RE | 1 | Electric Utility |  | N |  | N |  | N |  | N | X |  | City of Fort Pierre - (SD) | 6615 | SD | 12.47
4716 | Dairyland Power Coop | 56149 | Seven Mile Creek LFG | 8001 Olson Drive | Eau Claire | WI | 54701 | Eau Claire | 44.8298 | -91.3731 | MRO | MISO | Midcontinent Independent Transmission System Operator, Inc.. | Well | 22 | RE | 1 | Electric Utility |  | N |  | N |  | N |  | N | X |  | Dairyland Power Coop | 4716 |  | 69
7140 | Georgia Power Co | 56150 | McIntosh Combined Cycle Facility | P. O. Box 529 | Rincon | GA | 31326 | Effingham | 32.3478 | -81.1817 | SERC | SOCO | Southern Company Services, Inc. - Trans | Savannah River | 22 | RE | 1 | Electric Utility |  | N |  | N |  | N |  | N | X |  | Georgia Power Co | 7140 | GA | 230 |  |  | Southern Natural Gas
56211 | KCP&L Greater Missouri Operations Co | 56151 | South Harper | MO Hwy 7 and 235th Street | Kansas City | MO | 64701 | Cass | 38.6803 | -94.4824 | SPP | SWPP | Southwest Power Pool | PWSD #9 | 22 | RE | 1 | Electric Utility |  | N |  | N |  | N |  |  | X |  | Kansas City Power & Light Co | 10000 | MO | 161 |  |  | Southern Star & Panhandle
5338 | Dow Chemical Co | 56152 | Freeport Energy Center | 2301 N Brazosport Blvd | Freeport | TX | 77541 | Brazoria | 28.9888 | -95.3954 | TRE | ERCO | Electric Reliability Council of Texas, Inc. | Gulf Of Mexico & Brazos River | 325 | NR | 7 | Industrial CHP |  | Y | 05-19-000 | N |  | N |  |  | X |  | CenterPoint Energy | 8901 | TX | 345 |  |  | HP Fuel Gas Line
59496 | Allete Clean Energy | 56153 | Viking Wind Partners | 215 111th Street | Lake Wilson | MN | 56151 | Murray | 43.9835 | -96.0118 | MRO | MISO | Midcontinent Independent Transmission System Operator, Inc.. | n/a | 22 | NR | 2 | IPP Non-CHP |  | N |  | Y | 04-06-000; 04-09-000; 04-08-000; 04-07-000 | N |  |  | X |  | Northern States Power Co - Minnesota | 13781 | MN | 34.5
50123 | Leeward Asset Management, LLC | 56160 | Mendota Hills, LLC | 823 Bingham Road | Paw Paw | IL | 60553 | Lee | 41.7194 | -89.0492 | RFC | PJM | PJM Interconnection, LLC |  | 22 | NR | 2 | IPP Non-CHP |  | N |  | Y | 02-17-002 | Y | 05-34-000 | N | X |  | Commonwealth Edison Co | 4110 | IL | 138
13337 | Nebraska Public Power District | 56162 | Ainsworth Wind | Highway 7 | Ainsworth | NE | 69210 | Brown | 42.4489 | -99.8917 | MRO | SWPP | Southwest Power Pool |  | 22 | RE | 1 | Electric Utility |  | N |  | N |  | N |  |  | X |  | Nebraska Public Power District | 13337 | NE | 115
49805 | Kennecott Utah Copper | 56163 | Kennecott Power Plant | 9200 West 3325 South | Magna | UT | 84044 | Salt Lake | 40.7119 | -112.1225 | WECC | PACE | PacifiCorp - East | Wells | 331 | NR | 7 | Industrial CHP |  | Y | QF04-61-000, QF10-627-000 | N |  | N |  | N | X |  | PacifiCorp | 14354 | UT | 138 |  |  | Questar Feeder Line
12667 | Minnesota Municipal Power Agny | 56164 | Faribault Energy Park | 4100 Park Avenue | Faribault | MN | 55021 | Rice | 44.3356 | -93.2906 | MRO | MISO | Midcontinent Independent Transmission System Operator, Inc.. | Wells | 22 | RE | 1 | Electric Utility |  | N |  | N |  | N |  |  | X |  | Northern States Power Co - Minnesota | 13781 | MN | 118 |  |  | Northern Natural Gas
20856 | Wisconsin Power & Light Co | 56166 | Sheboygan Falls | N5787 Bridgewood Road | Sheboygan | WI | 53085 | Sheboygan | 43.7518 | -87.8781 | MRO | MISO | Midcontinent Independent Transmission System Operator, Inc.. |  | 22 | RE | 1 | Electric Utility |  | N |  | N |  | N |  | N | X |  | American Transmission Co | 659 | WI | 345 |  |  | ANR
49812 | NEO Freehold Gen LLC | 56169 | NEO Freehold Gen LLC | 235 Willowbrook Road | Freehold | NJ | 7728 | Monmouth | 40.2448 | -74.2547 | RFC | PJM | PJM Interconnection, LLC | Municiple | 22 | NR | 3 | IPP CHP |  | Y | QF97-40 | N |  | N |  | N | X |  | Jersey Central Power & Lt Co | 9726 | NJ | 125 |  |  | New Jersey Natural Gas
57253 | MM Mid Valley Genco LLC | 56170 | Mid Valley Plant | 2390 North Alder | Rialto | CA | 92377 | San Bernardino | 34.1425 | -117.4274 | WECC | CISO | California Independent System Operator |  | 22 | NR | 2 | IPP Non-CHP |  | N |  | N |  | Y | 06-133-001 |  | X |  | Southern California Edison Co | 17609 | CA | 12
57254 | MM Milliken Genco LLC | 56171 | Milliken Plant | 2050 South Milliken Ave | Ontario | CA | 91761 | San Bernardino | 34.0372 | -117.5569 | WECC | CISO | California Independent System Operator |  | 22 | NR | 2 | IPP Non-CHP |  | N |  | N |  | Y | 06-131-001 |  | X |  | Southern California Edison Co | 17609 | CA | 12
15399 | Avangrid Renewables Inc | 56172 | Flying Cloud Power Partners LLC | 1574 170th Street | Lake Park | IA | 51347 | Dickinson | 43.3897 | -95.2997 | MRO | MISO | Midcontinent Independent Transmission System Operator, Inc.. |  | 22 | NR | 2 | IPP Non-CHP |  | N |  | N |  | Y | 03-32-000 |  | X |  | Interstate Power and Light Co | 9417 | IA | 240
15399 | Avangrid Renewables Inc | 56173 | Colorado Green Holdings LLC | 8501 County Road E | Lamar | CO | 81052 | Prowers | 37.7033 | -102.6231 | WECC | PSCO | Public Service Company of Colorado |  | 22 | NR | 2 | IPP Non-CHP |  | N |  | N |  | Y | 30-108-000 |  | X |  | Public Service Co of Colorado | 15466 | CO | 230
15399 | Avangrid Renewables Inc | 56174 | Moraine Wind LLC | 4 151th Street | Woodstock | MN | 56186 | Pipestone | 44.0667 | -96.0667 | MRO | MISO | Midcontinent Independent Transmission System Operator, Inc.. |  | 22 | NR | 2 | IPP Non-CHP |  | N |  | N |  | Y | 02-63-000 |  | X |  | Northern States Power Co - Minnesota | 13781 | MN | 115
40575 | Utah Associated Mun Power Sys | 56177 | Nebo Power Station | State Road 115 & Bamberger Rd | Payson | UT | 84651 | UTAH | 40.0614 | -111.7294 | WECC | PACE | PacifiCorp - East | Municipality | 22 | RE | 1 | Electric Utility |  | N |  | N |  | N |  | N | X |  | Utah Associated Mun Power Sys | 40575 |  | 138 |  |  | Questar Pipline Mainline 104
7100 | Village of Genoa - (OH) | 56181 | Genoa Diesel Generating Station | Industrial Park Road | Genoa | OH | 43430 | Ottawa | 41.5092 | -83.3606 | RFC | PJM | PJM Interconnection, LLC |  | 22 | RE | 1 | Electric Utility |  | N |  | N |  | N |  |  | X |  | Village of Genoa - (OH) | 7100 | OH | 12.47
49831 | Unilin Flooring NC LLC-Columbia Flooring | 56182 | Columbia Flooring Melbourne | Highway 9 Spur | Melbourne | AR | 72556 | Izard | 36.0605 | -91.9198 | SERC | MISO | Midcontinent Independent Transmission System Operator, Inc.. | Well | 321 | NR | 7 | Industrial CHP |  | N |  | N |  | N |  | N | X |  | Entergy Arkansas Inc | 814 | AR | 13.8
12807 | Michigan South Central Pwr Agy | 56183 | Modular Power LLC |  | Coldwater | MI | 49036 | Branch | 41.9261 | -85.0103 | MRO |  |  |  | 22 | RE | 1 | Electric Utility |  | N |  | N |  | N |  | N | X
55784 | California Power Holdings LLC | 56184 | Red Bluff | 970 Diamond Ave | Red Bluff | CA | 96080 | TEHAMA | 40.1501 | -122.2124 | WECC | CISO | California Independent System Operator | Municipality | 22 | NR | 2 | IPP Non-CHP |  | N |  | N |  | N |  | N | X |  | Pacific Gas & Electric Co | 14328 | CA | 69 |  |  | Pacific Gas & Electric DFM 1001-01
55784 | California Power Holdings LLC | 56185 | Chowchilla II | 16457 Avenue 24 1/2 | Chowchilla | CA | 93610 | MADERA | 37.1073 | -120.2485 | WECC | CISO | California Independent System Operator | Municipality | 22 | NR | 2 | IPP Non-CHP |  | N |  | N |  | N |  |  | X |  | Pacific Gas & Electric Co | 14328 | CA | 115 |  |  | Pacific Gas & Electric FM 1001-01
49837 | Pinelawn Power LLC | 56188 | Pinelawn Power LLC | 380 Patton Ave | West Babylon | NY | 11704 | SUFFOLK | 40.7366 | -73.3884 | NPCC | NYIS | New York Independent System Operator |  | 22 | NR | 2 | IPP Non-CHP |  | N |  | N |  | Y | 04-88-000 | N | X |  | Long Island Power Authority | 11171 | NY | 69 |  |  | Transco Z6NY
49840 | Waterside Power, LLC | 56189 | Waterside Power, LLC | 17 Ameila Place | Stamford | CT | 6904 | Fairfield | 41.0372 | -73.5564 | NPCC | ISNE | ISO New England Inc. | Aquarian Water Co | 22 | NR | 2 | IPP Non-CHP |  | N |  | N |  | Y | 02-1884-000 | N | X |  | Connecticut Light & Power Co | 4176 | CT | 115 |  |  | N/A
3304 | Central Michigan University | 56190 | Central Michigan University | 1720 S. East Campus Dr | Mt. Pleasant | MI | 48859 | Isabella | 43.5969 | -84.7669 | RFC | MISO | Midcontinent Independent Transmission System Operator, Inc.. | Wells | 611 | NR | 5 | Commercial CHP |  | N |  | N |  | N |  | N | X |  | Consumers Energy Co | 4254 | MI | 46 |  |  | DTE Energy
49842 | Georgia-Pacific Consr Prods LP-Wauna | 56192 | Georgia-Pacific Wauna Mill | 92326 Taylorville Road | Clatskanie | OR | 97016 | Clatsop | 46.154 | -123.4066 | WECC | BPAT | Bonneville Power Administration | Columbia River | 322122 | NR | 7 | Industrial CHP |  | N |  | N |  | N |  | N | X |  | Bonneville Power Administration | 1738 | OR | 230 |  |  | Northwest Natural Gas Company
50082 | Boise Cascade Wood Products LLC | 56193 | Medford Operation | 3285 North Pacific Highway | Medford | OR | 97501 | Jackson | 42.3555 | -122.9046 | WECC | PACW | PacifiCorp - West | Rogue River Valley Irrigation | 321 | NR | 7 | Industrial CHP |  | N |  | Y | 06-127-000 | N |  | N | X |  | PacifiCorp | 14354 | OR | 12 |  |  | Avista Utilities
5155 | City of Dike | 56194 | Dike City Power Plant | 243 Front Street | Dike | IA | 50624 | GRUNDY | 42.4622 | -92.6264 | MRO | MISO | Midcontinent Independent Transmission System Operator, Inc.. |  | 22 | RE | 1 | Electric Utility |  | N |  | N |  | N |  |  | X |  | Corn Belt Power Coop | 4363 |  | 200
49844 | Eurus Combine Hills I LLC | 56195 | Combine Hills I | 84700 White Reservoir Road | Milton-Freewater | OR | 97862 | Umatilla | 45.943 | -118.591 | WECC | PACW | PacifiCorp - West |  | 22 | NR | 2 | IPP Non-CHP |  | N |  | N |  | Y | 04-000 | N | X |  | PacifiCorp | 14354 | OR | 72
15296 | New York Power Authority | 56196 | 500MW CC | 19-51 20th Ave | Astoria | NY | 11105 | Queens | 40.7889 | -73.9069 | NPCC | NYIS | New York Independent System Operator | East River | 22 | RE | 1 | Electric Utility |  | N |  | N |  | N |  | N | X |  | Consolidated Edison Co-NY Inc | 4226 | NY | 345 |  |  | Con Edison
59883 | NRG Energy Gas & Wind Holdings Inc | 56199 | TG Windfarm LLC | 966 120th Ave | Pipestone | MN | 56164 | Pipestone | 43.9897 | -96.2236 | MRO | MISO | Midcontinent Independent Transmission System Operator, Inc.. |  | 22 | NR | 2 | IPP Non-CHP |  | N |  | Y | 06-152-000 | Y | 04-84-000 |  | X |  | Northern States Power Co - Minnesota | 13781 | MN | 34.5
59883 | NRG Energy Gas & Wind Holdings Inc | 56200 | CG Windfarm LLC | 996 120th Avenue | Woodstock | MN | 56186 | Pipestone | 43.9931 | -96.2186 | MRO | MISO | Midcontinent Independent Transmission System Operator, Inc.. |  | 22 | NR | 2 | IPP Non-CHP |  | N |  | Y | 06-153-000 | Y | 04-82-000 |  | X |  | Northern States Power Co - Minnesota | 13781 | MN | 34.5
59883 | NRG Energy Gas & Wind Holdings Inc | 56201 | Bisson Windfarm LLC | 906 120th Avenue | Pipestone | MN | 56164 | Pipestone | 43.9844 | -96.2194 | MRO | MISO | Midcontinent Independent Transmission System Operator, Inc.. |  | 22 | NR | 2 | IPP Non-CHP |  | N |  | Y | 06-154-000 | Y | 04-85-000 |  | X |  | Northern States Power Co - Minnesota | 13781 | MN | 34.5
49867 | Tofteland Windfarm LLC | 56202 | Tofteland Windfarm LLC | 936 120th Avenue | Pipestone | MN | 56164 | Pipestone | 43.9803 | -96.2233 | MRO | MISO | Midcontinent Independent Transmission System Operator, Inc.. |  | 22 | NR | 2 | IPP Non-CHP |  | N |  | N |  | N |  |  | X |  | Northern States Power Co - Minnesota | 13781 | MN | 69
59883 | NRG Energy Gas & Wind Holdings Inc | 56203 | Westridge Windfarm LLC | 966 12th Ave | Woodstock | MN | 56164 | Pipestone | 43.9886 | -96.2156 | MRO | MISO | Midcontinent Independent Transmission System Operator, Inc.. |  | 22 | NR | 2 | IPP Non-CHP |  | N |  | Y | 06-150-000 | Y | 04-83-000 |  | X |  | Northern States Power Co - Minnesota | 13781 | MN | 34.5
49869 | Fey Windfarm LLC | 56204 | Fey Windfarm LLC | 1959 131th Street | Woodstock | MN | 56186 | Pipestone | 44.0364 | -96.0736 | MRO | MISO | Midcontinent Independent Transmission System Operator, Inc.. |  | 22 | NR | 2 | IPP Non-CHP |  | N |  | N |  | N |  |  | X |  | Northern States Power Co - Minnesota | 13781 | MN | 34.5
49870 | Windcurrent Farms LLC | 56205 | Windcurrent Farms LLC | 1928 121th Street | Woodstock | MN | 56186 | Pipestone | 44.0236 | -96.0789 | MRO | MISO | Midcontinent Independent Transmission System Operator, Inc.. |  | 22 | NR | 2 | IPP Non-CHP |  | N |  | N |  | Y | 604-80-000 |  | X |  | Northern States Power Co - Minnesota | 13781 | MN | 34.5
59883 | NRG Energy Gas & Wind Holdings Inc | 56206 | K-Brink Windfarm LLC | 1731 121th Street | Woodstock | MN | 56186 | Pipestone | 44.0197 | -96.1183 | MRO | MISO | Midcontinent Independent Transmission System Operator, Inc.. |  | 22 | NR | 2 | IPP Non-CHP |  | N |  | Y | 06-147-000 | Y | 04-86-000 |  | X |  | Northern States Power Co - Minnesota | 13781 | MN | 34.5
56800 | Brewster | 56207 | DL Windy Acres LLC | 80442 350th Avenue | Brewster | MN | 56119 | Jackson | 43.6514 | -95.3686 | MRO | MISO | Midcontinent Independent Transmission System Operator, Inc.. |  | 22 | NR | 2 | IPP Non-CHP |  | N |  | Y | 07-245-000 | Y | 04-92-000 |  | X |  | Great River Energy | 7570 |  | 69
56800 | Brewster | 56208 | S&P Windfarm LLC | 80441 350th Avenue | Brewster | MN | 56119 | Jackson | 43.6514 | -95.3825 | MRO | MISO | Midcontinent Independent Transmission System Operator, Inc.. |  | 22 | NR | 2 | IPP Non-CHP |  | N |  | Y | 07-246-000 | Y | 04-93-000 |  | X |  | Great River Energy | 7570 |  | 69
59883 | NRG Energy Gas & Wind Holdings Inc | 56209 | Boeve Windfarm LLC | 1857 141st Street | Woodstock | MN | 56186 | Pipestone | 44.0508 | -96.0933 | MRO | MISO | Midcontinent Independent Transmission System Operator, Inc.. |  | 22 | NR | 2 | IPP Non-CHP |  | N |  | Y | 06-146-000 | Y | 04-78-000 |  | X |  | Northern States Power Co - Minnesota | 13781 | MN | 34.5
56800 | Brewster | 56210 | B&K Energy Systems LLC | 80442 350th Avenue | Brewster | MN | 56119 | Jackson | 43.6514 | -95.3755 | MRO | MISO | Midcontinent Independent Transmission System Operator, Inc.. |  | 22 | NR | 2 | IPP Non-CHP |  | N |  | Y | 07-244-000 | Y | 04-89-000 |  | X |  | Great River Energy | 7570 |  | 69
50123 | Leeward Asset Management, LLC | 56211 | Sweetwater Wind 1 LLC | 7051 Hwy 70 | Sweetwater | TX | 79556 | Nolan | 32.3606 | -100.3389 | TRE | ERCO | Electric Reliability Council of Texas, Inc. |  | 22 | NR | 2 | IPP Non-CHP |  | N |  | N |  | Y | 04-22-000 |  | X |  | Oncor Electric Delivery Company LLC | 44372 | TX | 345
50123 | Leeward Asset Management, LLC | 56212 | Sweetwater Wind 2 LLC | Nolan | Sweetwater | TX | 79556 | Nolan | 32.3472 | -100.3703 | TRE | ERCO | Electric Reliability Council of Texas, Inc. |  | 22 | NR | 2 | IPP Non-CHP |  | N |  | N |  | Y | 05-24-000 |  | X |  | Oncor Electric Delivery Company LLC | 44372 | TX | 345
57170 | EDF Renewable Asset Holdings, Inc. | 56213 | Patterson Pass | 14680 Patterson Pass Road | Tracy | CA | 95377 | Alameda | 37.702 | -121.6137 | WECC | CISO | California Independent System Operator |  | 22 | NR | 2 | IPP Non-CHP |  | N |  | N |  | N |  |  | X |  | Pacific Gas & Electric Co | 14328 | CA | 21
28086 | Energy Unlimited Inc | 56214 | Aeroturbine | 12 miles N/W Palm Spring | N. Palm Spring | CA | 92258 | Riverside | 33.875 | -116.625 | WECC | CISO | California Independent System Operator |  | 22 | NR | 2 | IPP Non-CHP | Y | N |  | N |  | N |  |  | X |  | Southern California Edison Co | 17609 | CA | 4.7
57202 | E&E Enterprises LLC | 56215 | Allendorf | U S Highway 59 | Allendorf | IA | 51354 | Osceola | 43.4 | -95.6333 | MRO | MISO | Midcontinent Independent Transmission System Operator, Inc.. |  | 22 | NR | 2 | IPP Non-CHP |  | N |  | Y | 98-97-000 | N |  |  | X |  | Interstate Power and Light Co | 9417 | IA | 12.8
56599 | Wind Energy America Inc | 56216 | L J Trust | U.S. Hwy. 59 | Allendorf | IA | 51354 | Osceola | 43.4058 | -95.6547 | MRO | MISO | Midcontinent Independent Transmission System Operator, Inc.. |  | 22 | NR | 2 | IPP Non-CHP |  | N |  | N |  | N |  |  | X |  | Interstate Power and Light Co | 9417 | IA | 69
56599 | Wind Energy America Inc | 56217 | NAE Shaokatan Power | 2390 County Hwy 1 | Hendricks | MN | 56136 | Lincoln | 44.3989 | -96.4178 | MRO | MISO | Midcontinent Independent Transmission System Operator, Inc.. |  | 22 | NR | 2 | IPP Non-CHP |  | N |  | N |  | N |  |  | X |  | Northern States Power Co - Minnesota | 13781 | MN | 34.5
56599 | Wind Energy America Inc | 56218 | Zachary Ridge LLC | U.S. Hwy 59 | Allendorf | IA | 51354 | Osceola | 43.4058 | -95.6575 | MRO | MISO | Midcontinent Independent Transmission System Operator, Inc.. |  | 22 | NR | 2 | IPP Non-CHP |  | N |  | N |  | N |  |  | X |  | Interstate Power and Light Co | 9417 | IA | 34.5
22500 | Westar Energy Inc | 56219 | Westar Wind | 25905 Jeffrey Road | St Mary's | KS | 66536 | Pottawatomie | 39.2983 | -96.5739 | SPP | SWPP | Southwest Power Pool |  | 22 | RE | 1 | Electric Utility |  | N |  | N |  | N |  |  | X |  | Westar Energy Inc | 22500 | KS | 72
28541 | Clatskanie Peoples Util Dist | 56223 | Alden Bailey Power Plant | 92328 Taylorville Rd | Clatskanie | OR | 97016 | Clatsop | 46.1584 | -123.406 | WECC | BPAT | Bonneville Power Administration |  | 22 | RE | 1 | Electric Utility |  | N |  | N |  | N |  | N | X |  | Bonneville Power Administration | 1738 | OR | 13.8 |  |  | Northwest Natural Gas Company
49896 | Newmont Nevada Energy Investment, LLC | 56224 | TS Power Plant | 450 TS Power Plant Road | Battle Mountain | NV | 89820 | Eureka | 40.7461 | -116.5297 | WECC | NEVP | Nevada Power Company | Wells | 22 | NR | 2 | IPP Non-CHP |  | N |  | N |  | Y | 06-12-000 | Y | Y | OP | Sierra Pacific Power Co | 17166 | NV | 120
49903 | Aeolus Wind LLC | 56225 | Aeolus Wind Facility | 14899 County Rd 17 | Spearman | TX | 79081 | Hansford | 36.4725 | -101.3278 | SPP | SWPP | Southwest Power Pool |  | 22 | NR | 2 | IPP Non-CHP |  | N |  | N |  | N |  |  | X |  | Southwestern Public Service Co | 17718 | TX | 34.5
40577 | American Mun Power-Ohio, Inc | 56226 | Bowling Green Wind | Rt 6 W of Interstate 75 | Bowling Green | OH | 43402 | Wood | 41.3786 | -83.7383 | RFC | PJM | PJM Interconnection, LLC |  | 22 | RE | 1 | Electric Utility |  | N |  | N |  | N |  | N | X |  | City of Bowling Green - (OH) | 2054 | OH | 12.47
15248 | Portland General Electric Co | 56227 | Port Westward | 81566 Kallunki Rd | Clatskanie | OR | 97016 | Columbia | 46.1789 | -123.172 | WECC | PGE | Portland General Electric Company | Columbia River | 22 | RE | 1 | Electric Utility |  | N |  | N |  | N |  | N | X |  | Portland General Electric Co | 15248 | OR | 230 |  |  | Kelso-Beaver Pipeline, PGE operator Mist Pipeline, Northwest Natural Gas operator
803 | Arizona Public Service Co | 56228 | Prescott Airport | Melville Road | Prescott | AZ | 86301 | Yavapai | 34.6584 | -112.4008 | WECC | AZPS | Arizona Public Service Company |  | 22 | RE | 1 | Electric Utility |  | N |  | N |  | N |  | N | X |  | Arizona Public Service Co | 803 | AZ | 69
49913 | University of Arizona | 56229 | Cogeneration 1 | 640 N. Mountain | Tucson | AZ | 85721 | Pima | 32.2299 | -110.9528 | WECC | TEPC | Tucson Electric Power Company | wells | 611 | NR | 5 | Commercial CHP |  | Y | 02-18 | N |  | N |  | N | X |  | Tucson Electric Power Co | 24211 | AZ | 13.8 |  |  | Southwest Gas
50109 | DeKalb Regional Health System | 56231 | DeKalb Medical Center-Hillandale | 2801 DeKalb Medical Parkway | Lithonia | GA | 30058 | DeKalb | 33.7036 | -84.1494 | SERC | SOCO | Southern Company Services, Inc. - Trans |  | 622 | NR | 4 | Commercial Non-CHP |  | N |  | N |  | N |  | N | X |  | Georgia Power Co | 7140 | GA | 14
16609 | San Diego Gas & Electric Co | 56232 | Miramar Energy Facility | 6875 Consolidated Way | San Diego | CA | 92121 | San Diego | 32.8769 | -117.1664 | WECC | CISO | California Independent System Operator |  | 22 | RE | 1 | Electric Utility |  | N |  | N |  | N |  | N | X |  | San Diego Gas & Electric Co | 16609 | CA | 69 |  |  | San Diego Gas & Electric
49949 | Kinder Morgan Production Company LP | 56233 | EG178 Facility | 3693 CR 226 | Snyder | TX | 79549 | Scurry | 32.7471 | -100.9547 | TRE | ERCO | Electric Reliability Council of Texas, Inc. | Wells | 211 | NR | 6 | Industrial Non-CHP |  | N |  | N |  | N |  | N | X |  | Oncor Electric Delivery Company LLC | 44372 | TX | 138 |  |  | Snyder gas plant residue.
49950 | Caithness Long Island, LLC | 56234 | Caithness Long Island Energy Center | 50 Zorn Blvd. | Yaphank | NY | 11980 | Suffolk | 40.8142 | -72.9403 | NPCC | NYIS | New York Independent System Operator | Suffolk County Water Authority | 22 | NR | 2 | IPP Non-CHP |  | N |  | N |  | N |  |  | X |  | Long Island Power Authority | 11171 | NY | 138 |  |  | National Grid
14354 | PacifiCorp | 56237 | Lake Side Power Plant | 1825 North Pioneer Lane | Vineyard | UT | 84058 | Utah | 40.3317 | -111.7542 | WECC | PACE | PacifiCorp - East | Wells | 22 | RE | 1 | Electric Utility |  | N |  | N |  | N |  |  | X |  | PacifiCorp | 14354 | UT | 138 |  |  | Questar Gas Company
1307 | Basin Electric Power Coop | 56238 | Groton Generating Station | Hwy 37 | Groton | SD | 57445 | Brown | 45.3735 | -98.0987 | MRO | SWPP | Southwest Power Pool | Municipality | 22 | RE | 1 | Electric Utility |  | N |  | N |  | N |  | N | X |  | Basin Electric Power Coop | 1307 | SD | 115 |  |  | Northern Border Pipeline
59527 | Calpeak Operating Services, LLC | 56239 | Malaga Power LLC | 2611 E North Ave | Fresno | CA | 93725 | FRESNO | 36.6697 | -119.7404 | WECC | CISO | California Independent System Operator |  | 22 | NR | 2 | IPP Non-CHP |  | N |  | N |  | N |  |  | X |  | Pacific Gas & Electric Co | 14328 | CA | 115 |  |  | Pacific Gas and Electric - Local Distribution
19740 | AES Wind Generation Inc | 56240 | Buffalo Gap Wind Farm | 10718 FM89 | Merkel | TX | 79536 | Taylor | 32.3116 | -100.0616 | TRE | ERCO | Electric Reliability Council of Texas, Inc. |  | 22 | NR | 2 | IPP Non-CHP |  | N |  | N |  | N |  |  | X |  | AEP Texas Central Company | 3278 | TX | 135
49893 | Invenergy Services LLC | 56241 | Cannon Falls Energy Center | 525 North Park Drive | Cannon Falls | MN | 55009 | Goodhue | 44.5367 | -92.9155 | MRO | MISO | Midcontinent Independent Transmission System Operator, Inc.. |  | 22 | NR | 2 | IPP Non-CHP |  | N |  | N |  | Y | 08-1333-001 | N | X |  | Northern States Power Co - Minnesota | 13781 | MN | 115 |  |  | Greater Minnesota Gas Transmission
49991 | Kindred Public School | 56242 | Kindred School | 55 1st Avenue South | Kindred | ND | 58051 | CASS | 46.6497 | -97.0095 | MRO | MISO | Midcontinent Independent Transmission System Operator, Inc.. |  | 611 | NR | 4 | Commercial Non-CHP |  | N |  | N |  | N |  | N | X |  | Otter Tail Power Co | 14232 | ND | 41.6 |  |  | Ottertail Power Co
58200 | Prairie Lakes Municipal Solid Waste Auth | 56243 | Perham Incinerator | 201 6th Avenue NE | Perham | MN | 56573 | Otter Tail | 46.5915 | -95.5648 | MRO | MISO | Midcontinent Independent Transmission System Operator, Inc.. | municipality | 562212 | NR | 5 | Commercial CHP |  | N |  | N |  | N |  | N | X |  | Otter Tail Power Co | 14232 | MN | 115 |  |  | Viking
49989 | State Auto Insurance, Inc. | 56244 | State Auto Insurance | 107 Flynn Drive, Suite 100 | Milbank | SD | 57252 | Grant | 45.2207 | -96.6168 | MRO | MISO | Midcontinent Independent Transmission System Operator, Inc.. |  | 521 | NR | 4 | Commercial Non-CHP |  | N |  | N |  | N |  | N | X |  | Otter Tail Power Co | 14232 | SD | 3
49993 | Stevens Community Medical Center | 56245 | Stevens Community Medical Center | 400 East 1st Street | Morris | MN | 56267 | Stevens | 45.585 | -95.9042 | MRO | MISO | Midcontinent Independent Transmission System Operator, Inc.. |  | 622 | NR | 4 | Commercial Non-CHP |  | N |  | N |  | N |  |  | X |  | Otter Tail Power Co | 14232 | MN | 480
18981 | Thomson Corp | 56247 | West Group Data Center F | 610 Opperman Dr | Eagan | MN | 55123 | Dakota | 44.8283 | -93.1167 | MRO | MISO | Midcontinent Independent Transmission System Operator, Inc.. | Municipality | 518 | NR | 4 | Commercial Non-CHP |  | N |  | N |  | N |  | N | X |  | Dakota Electric Association | 25177 | MN | 13.8
32501 | Air Liquide America Corp | 56248 | Shell Chemical | 7594 Hwy 75 | Geismar | LA | 70734 | Ascension | 30.1875 | -90.984 | SERC | MISO | Midcontinent Independent Transmission System Operator, Inc.. | Mississippi | 32512 | NR | 7 | Industrial CHP |  | Y | 02-31-001 | N |  | N |  | N | X |  | Entergy Gulf States - LA LLC | 55936 | LA | 230 |  |  | Shell Energy North America- Cypress Pipeline
13683 | North Carolina El Member Corp | 56249 | Anson County Generation Facility | 749 Blewett Falls Road | Lilesville | NC | 28091 | Anson | 34.9687 | -79.9217 | SERC | CPLE | Progress Energy Carolinas - EAST | County Water | 22 | RE | 1 | Electric Utility |  | N |  | N |  | N |  | N | X |  | Duke Energy Progress - (NC) | 3046 | NC | 230 |  |  | Piedmont Natural Gas
17283 | Seneca Energy II | 56250 | Ontario LFGTE | 3555 Post Farm Road | Stanley | NY | 14561 | Ontario | 42.8586 | -77.0872 | NPCC | NYIS | New York Independent System Operator | City Water | 22 | NR | 2 | IPP Non-CHP |  | N |  | Y | 03-133-000 | N |  |  | X |  | New York State Elec & Gas Corp | 13511 | NY | 34.5
12341 | MidAmerican Energy Co | 56251 | Intrepid | 506 West 2nd | Schaller | IA | 51053 | Buena Vista | 42.5539 | -95.3283 | MRO | MISO | Midcontinent Independent Transmission System Operator, Inc.. |  | 22 | RE | 1 | Electric Utility |  | N |  | N |  | N |  |  | X |  | MidAmerican Energy Co | 12341 | IA | 161
12341 | MidAmerican Energy Co | 56252 | Century | 301 Commercial St | Blairsburg | IA | 50034 | Hamilton | 42.5644 | -93.6369 | MRO | MISO | Midcontinent Independent Transmission System Operator, Inc.. |  | 22 | RE | 1 | Electric Utility |  | N |  | N |  | N |  |  | X |  | MidAmerican Energy Co | 12341 | IA | 161
17874 | City of St George | 56253 | Millcreek Power Generation | 3232 E 170 N | St. George | UT | 84790 | Washington | 37.1121 | -113.5166 | WECC | PACE | PacifiCorp - East | Municipalilty chillers | 22 | RE | 1 | Electric Utility |  | N |  | N |  | N |  |  | X |  | City of St George | 17874 | UT | 138 |  |  | Questar Gas Pipeline
15500 | Puget Sound Energy Inc | 56255 | Hopkins Ridge Wind | 431 Gwinn Road | Dayton | WA | 99328 | Columbia | 46.4211 | -117.8331 | WECC | BPAT | Bonneville Power Administration |  | 22 | RE | 1 | Electric Utility | N | N |  | N |  | N |  | N | X |  | Bonneville Power Administration | 1738 | WA | 115
4180 | Connecticut Mun Elec Engy Coop | 56256 | John Street 1, 3, 4 & 5 | 100 John Street | Wallingford | CT | 6492 | New Haven | 41.4458 | -72.8364 | NPCC | ISNE | ISO New England Inc. |  | 22 | RE | 1 | Electric Utility |  | N |  | N |  | N |  | N | X |  | Town of Wallingford - (CT) | 20038 | CT | 13.8
10071 | Kauai Island Utility Cooperative | 56258 | Kapaia Power Station | 4941-K Maalo Rd | Lihue | HI | 96766 | Kauai | 21.9965 | -159.3758 | HICC |  |  |  | 22 | RE | 1 | Electric Utility |  | N |  | N |  | N |  | N | X |  | Kauai Island Utility Cooperative | 10071 | HI | 57
56480 | Empire Generating Co LLC | 56259 | Empire Generating Co LLC | 75 Riverside Ave | Rensselaer | NY | 12144 | Rensselaer | 42.6252 | -73.75 | NPCC | NYIS | New York Independent System Operator | Municipality | 22 | NR | 3 | IPP CHP |  | N |  | N |  | Y | 07-37-000 | N | X |  | National Grid Generation, LLC | 26751 |  | 345 |  |  | Tennessee Gas
13630 | North Carolina Mun Power Agny #1 | 56260 | High Point, Pump Station Rd | 4039 Pump Station Road | High Point | NC | 27260 | Guilford | 35.9861 | -79.9497 | SERC | DUK | Duke Energy Carolinas |  | 22 | RE | 1 | Electric Utility |  | N |  | N |  | N |  | N | X |  | Town of High Point | 8571 | NC | 12.47
13630 | North Carolina Mun Power Agny #1 | 56261 | Lexington | 1906 Cotton Grove Road | Lexington | NC | 27292 | Davidson | 35.7736 | -80.2594 | SERC | DUK | Duke Energy Carolinas |  | 22 | RE | 1 | Electric Utility |  | N |  | N |  | N |  | N | X |  | City of Lexington - (NC) | 10966 | NC | 12.47
13630 | North Carolina Mun Power Agny #1 | 56262 | Gastonia, Tulip Drive | 1400 Tulip Drive | Gastonia | NC | 28052 | Gaston | 35.2891 | -81.2052 | SERC | DUK | Duke Energy Carolinas |  | 22 | RE | 1 | Electric Utility |  | N |  | N |  | N |  | N | X |  | City of Gastonia - (NC) | 7027 | NC | 12.47
13630 | North Carolina Mun Power Agny #1 | 56263 | Albemarle Prime Power Park | 40576 Airport Road | New London | NC | 28127 | Stanly | 35.4039 | -80.16 | SERC | DUK | Duke Energy Carolinas |  | 22 | RE | 1 | Electric Utility |  | N |  | N |  | N |  | N | X |  | City of Albemarle - (NC) | 232 | NC | 12.47
219 | Alaska Power and Telephone Co | 56265 | South Fork | Mile 8 Blackbear Lake Rd | Klawock | AK | 99925 | Prince of Wales Ketchikan | 55.5633 | -132.8911 | ASCC |  |  | South Fork Black Bear Creek | 22 | RE | 1 | Electric Utility |  | N |  | N |  | N |  | N | X |  | Alaska Power and Telephone Co | 219 | AK | 34.5
20858 | WPPI Energy | 56266 | WPPI Hartford DG | 1550 Innovation Way | Hartford | WI | 53027 | Washington | 43.3358 | -88.4097 | MRO | MISO | Midcontinent Independent Transmission System Operator, Inc.. |  | 22 | RE | 1 | Electric Utility |  | N |  | N |  | N |  | N | X |  | Hartford Electric | 8212 | WI | 24.9
16181 | Rochester Public Utilities | 56269 | IBM West | 3112 Valleyhigh Drive NW | Rochester | MN | 55901 | Olmsted | 44.0587 | -92.5119 | MRO | MISO | Midcontinent Independent Transmission System Operator, Inc.. |  | 22 | RE | 1 | Electric Utility |  | N |  | N |  | N |  |  | X |  | Rochester Public Utilities | 16181 | MN | 161
50012 | FPL Energy Callahan Wind, LLC | 56270 | Callahan Divide Wind Energy Center | 1209 F CR 618 | Tusocola | TX | 79562 | Taylor | 32.3039 | -100.0217 | TRE | ERCO | Electric Reliability Council of Texas, Inc. |  | 22 | NR | 2 | IPP Non-CHP |  | N |  | N |  | N |  |  | X |  | AEP Texas Central Company | 3278 | TX | 138
50013 | Diablo Wind LLC | 56271 | Diablo Wind LLC | 6185 Industrial Way | Livermore | CA | 94551 | Alameda | 37.7637 | -121.6144 | WECC | CISO | California Independent System Operator |  | 22 | NR | 2 | IPP Non-CHP |  | N |  | N |  | N |  | N | X |  | Pacific Gas & Electric Co | 14328 | CA | 230
50014 | FPL Energy Weatherford, LLC | 56273 | Weatherford Wind Energy Center | 3070 West service road | Weatherford | OK | 73906 | Custer | 35.5094 | -98.7346 | SPP | SWPP | Southwest Power Pool |  | 22 | NR | 2 | IPP Non-CHP |  | N |  | N |  | N |  |  | X |  | Public Service Co of Oklahoma | 15474 | OK | 138
49988 | Valley Queen Cheese Factory, Inc. | 56274 | Valley Queen Cheese | 200 East Railway | Milbank | SD | 57252 | GRANT | 45.2211 | -96.6372 | MRO | MISO | Midcontinent Independent Transmission System Operator, Inc.. |  | 22 | NR | 2 | IPP Non-CHP |  | N |  | N |  | N |  | N | X |  | Otter Tail Power Co | 14232 | SD | 12.47
56899 | Wind Stream Operations LLC | 56275 | Helzel & Schwarzhoff 86 | 13000 Jameson Road | Tehachapi | CA | 93561 | Kern | 35.0925 | -118.3952 | WECC | CISO | California Independent System Operator |  | 22 | NR | 2 | IPP Non-CHP |  | N |  | N |  | N |  |  | X |  | Southern California Edison Co | 17609 | CA | 34
56899 | Wind Stream Operations LLC | 56276 | ZCO | 13000 Jameson Road | Tehachapi | CA | 93561 | Kern | 35.0772 | -118.3811 | WECC | CISO | California Independent System Operator |  | 22 | NR | 2 | IPP Non-CHP |  | N |  | N |  | N |  |  | X |  | Southern California Edison Co | 17609 | CA | 34
5580 | East Kentucky Power Coop, Inc | 56277 | Bavarian LFGTE | 12760 McCoy Fork Road | Walton | KY | 41094 | Boone | 38.8608 | -84.6556 | SERC | PJM | PJM Interconnection, LLC |  | 22 | RE | 1 | Electric Utility |  | N |  | N |  | N |  | N | X |  | East Kentucky Power Coop, Inc | 5580 |  | 14.4
5580 | East Kentucky Power Coop, Inc | 56278 | Green Valley LFGTE | 517 Addington Drive | Ashland | KY | 41102 | Greenup | 38.3967 | -82.8088 | SERC | PJM | PJM Interconnection, LLC |  | 22 | RE | 1 | Electric Utility |  | N |  | N |  | N |  | N | X |  | East Kentucky Power Coop, Inc | 5580 |  | 14.4
5580 | East Kentucky Power Coop, Inc | 56279 | Laurel Ridge LFGTE | 3608 East Highway 552 | Lily | KY | 40740 | Laurel | 37.035 | -84.0933 | SERC | PJM | PJM Interconnection, LLC |  | 22 | RE | 1 | Electric Utility |  | N |  | N |  | N |  | N | X |  | East Kentucky Power Coop, Inc | 5580 |  | 14.4
5580 | East Kentucky Power Coop, Inc | 56280 | Hardin County LFGTE | 1598 Audubon Trace | Elizabethtown | KY | 42701 | Hardin | 37.7258 | -85.7258 | SERC | PJM | PJM Interconnection, LLC |  | 22 | RE | 1 | Electric Utility |  | N |  | N |  | N |  | N | X |  | East Kentucky Power Coop, Inc | 5580 |  | 14.4
17164 | Sierra Pacific Industries Inc | 56281 | SPI - Everett | 515 East Marine View Drive | Everett | WA | 98206 | Snohomish |  |  | WECC |  |  |  | 321 | NR | 7 | Industrial CHP |  | N |  | N |  | N |  |  | X
50111 | Lafayette Utilities System | 56283 | Hargis-Hebert Electric Generating | 300 Beau Pre Road | Lafayette | LA | 70508 | Lafayette | 30.1694 | -91.9923 | SPP | MISO | Midcontinent Independent Transmission System Operator, Inc.. | Municipality | 22 | RE | 1 | Electric Utility |  | N |  | N |  | N |  | N | X |  | City of Lafayette - (LA) | 9096 | LA | 69 |  |  | Gulf South
50045 | Phillips 66 Company | 56284 | Santa Maria EPG | 2555 Willow Road | Arroyo Grande | CA | 93420 | San Luis Obispo | 35.0408 | -120.6367 | WECC | CISO | California Independent System Operator | air-cooled | 32411 | NR | 6 | Industrial Non-CHP |  | N |  | Y | 97-55-003 | N |  | N | X |  | Pacific Gas & Electric Co | 14328 | CA | 115 |  |  | Phillips 66 Pipeline LLC
16558 | City of Salem - (VA) | 56288 | Salem Water Plant | 1300 Tidewater Street | Salem | VA | 24153 | Salem City | 37.2875 | -80.0771 | RFC | PJM | PJM Interconnection, LLC |  | 22131 | RE | 4 | Commercial Non-CHP |  | N |  | N |  | N |  | N | X |  | City of Salem - (VA) | 16558 | VA | 12.47
16558 | City of Salem - (VA) | 56289 | Salem Street Dept | 1300 Indiana Street | Salem | VA | 24153 | Salem City | 37.2794 | -80.0447 | RFC | PJM | PJM Interconnection, LLC |  | 811 | RE | 4 | Commercial Non-CHP |  | N |  | N |  | N |  | N | X |  | City of Salem - (VA) | 16558 | VA | 12.47
54684 | Flat Rock Windpower, LLC | 56290 | Maple Ridge Wind Farm | 6972 Eagle Factory Road | Lowville | NY | 13367 | Lewis | 43.7853 | -75.5753 | NPCC | NYIS | New York Independent System Operator |  | 22 | NR | 2 | IPP Non-CHP |  | N |  | N |  | Y | 03-101-000 | N | X |  | Niagara Mohawk Power Corp. | 13573 | NY | 230
50063 | FPL Energy Horse Hollow LLC | 56291 | Horse Hollow Wind Energy Center | 14064 B Hwy 277 S | Wingate | TX | 79566 | Taylor | 32.214 | -100.0571 | TRE | ERCO | Electric Reliability Council of Texas, Inc. |  | 22 | NR | 2 | IPP Non-CHP |  | N |  | N |  | N |  |  | X |  | AEP Texas Central Company | 3278 | TX | 138
13683 | North Carolina El Member Corp | 56292 | Hamlet Generating Facility | 162 Cooperative Way | Hamlet | NC | 28345 | Richmond | 34.8423 | -79.7361 | SERC | CPLE | Progress Energy Carolinas - EAST | County Water | 22 | RE | 1 | Electric Utility |  | N |  | N |  | N |  | N | X |  | Duke Energy Progress - (NC) | 3046 | NC | 230 |  |  | Piedmont Natural Gas
50123 | Leeward Asset Management, LLC | 56293 | Caprock Wind Farm | 1414A State Hwy 469 | San Jon | NM | 88434 | Quay | 34.9806 | -103.3539 | WECC | SWPP | Southwest Power Pool |  | 22 | NR | 2 | IPP Non-CHP |  | N |  | Y | 04-4-001 | Y | 05-21-000 |  | X |  | Southwestern Public Service Co | 17718 | NM | 115
50095 | Phillips 66 | 56294 | Bayway Refinery | 1400 Park Avenue | Linden | NJ | 7036 | UNION | 40.6376 | -74.2212 | RFC | PJM | PJM Interconnection, LLC | no water source | 32411 | NR | 6 | Industrial Non-CHP |  | N |  | N |  | N |  | N | X |  | Public Service Elec & Gas Co | 15477 | NJ | 4.2
50123 | Leeward Asset Management, LLC | 56295 | Kumeyaay Wind | North of I-8, West of Campo Cr | Campo | CA | 91906 | San Diego | 32.7056 | -116.3425 | WECC | CISO | California Independent System Operator |  | 22 | NR | 2 | IPP Non-CHP |  | N |  | N |  | Y | 05-46-000 |  | X |  | San Diego Gas & Electric Co | 16609 | CA | 69
15399 | Avangrid Renewables Inc | 56296 | Trimont Area Wind Farm | 231 220th Street | Trimont | MN | 56172 | Martin | 43.7938 | -94.8499 | MRO | MISO | Midcontinent Independent Transmission System Operator, Inc.. |  | 22 | NR | 2 | IPP Non-CHP |  | N |  | N |  | Y | 05-82-000 |  | X |  | Northern States Power Co - Minnesota | 13781 | MN | 345
50123 | Leeward Asset Management, LLC | 56297 | Crescent Ridge | 6250 1475 East St | Tiskilwa | IL | 61368 | Bureau | 41.25 | -89.5708 | RFC | PJM | PJM Interconnection, LLC | n/a | 22 | NR | 2 | IPP Non-CHP |  | N |  | Y | 02-102-000 | Y | 02-165-000 |  | X |  | Commonwealth Edison Co | 4110 | IL | 138
16295 | City of Roseville - (CA) | 56298 | Roseville Energy Park | 5120 Phillips Rd | Roseville | CA | 95678 | Placer | 38.7928 | -121.3811 | WECC | BANC | Balancing Authority of Northern California | Municipality/recycled water | 22 | RE | 1 | Electric Utility |  | N |  | N |  | N |  | N | X |  | City of Roseville - (CA) | 16295 | CA | 60 |  |  | PG&E Natural Gas Pipeline 123
50123 | Leeward Asset Management, LLC | 56299 | Wind Park Bear Creek | 10 miles SE of Wilkes-Barre PA | Bear Creek | PA | 18702 | Luzerne | 41.2353 | -75.7531 | RFC | PJM | PJM Interconnection, LLC |  | 22 | NR | 2 | IPP Non-CHP |  | N |  | Y | 06-21-000 | Y | 06-6-000 |  | X |  | PPL Electric Utilities Corp | 14715 | PA | 69
50123 | Leeward Asset Management, LLC | 56300 | Jersey-Atlantic Wind Farm | 1801 Absecon Blvd. | Atlantic City | NJ | 8401 | Atlantic | 39.3822 | -74.4475 | RFC | PJM | PJM Interconnection, LLC |  | 22 | NR | 2 | IPP Non-CHP |  | N |  | Y | 06-20-000 | N |  |  | X |  | Atlantic City Electric Co | 963 | NJ | 22.9
49893 | Invenergy Services LLC | 56301 | Wolverine Creek | 729 Bone Road | Idaho Falls | ID | 83401 | Bonneville | 43.4195 | -111.8294 | WECC | PACE | PacifiCorp - East |  | 22 | NR | 2 | IPP Non-CHP |  | N |  | N |  | N |  | N | X |  | PacifiCorp | 14354 | ID | 161
57170 | EDF Renewable Asset Holdings, Inc. | 56302 | Oasis Wind | 7021 Oak Creek Road | Mojave | CA | 93501 | Kern | 35.0609 | -118.2924 | WECC | CISO | California Independent System Operator |  | 22 | NR | 2 | IPP Non-CHP |  | N |  | N |  | Y | 05-41-000 |  | X |  | San Diego Gas & Electric Co | 16609 | CA | 34.5
15399 | Avangrid Renewables Inc | 56303 | Elk River Wind | 14980 SE 190th | Beaumont | KS | 67072 | Butler | 37.5797 | -96.5503 | SPP | SWPP | Southwest Power Pool |  | 22 | NR | 2 | IPP Non-CHP |  | N |  | N |  | Y | 05-25-000 |  | X |  | Westar Energy Inc | 22500 | KS | 345
59883 | NRG Energy Gas & Wind Holdings Inc | 56304 | San Juan Mesa Wind Project LLC | 4388 S. Roosevelt Road 22 | Elida | NM | 88116 | Roosevelt | 33.9716 | -103.8604 | SPP | SWPP | Southwest Power Pool |  | 22 | NR | 2 | IPP Non-CHP | X | N |  | N |  | Y | 05-76-000,05-1389-000 | N | X |  | Southwestern Public Service Co | 17718 | NM | 230
16612 | City & County of San Francisco | 56305 | San Francisco Electric Reliability Proj | Cnr of Maryland St and 25th St | San Francisco | CA | 94158 | San Francisco | 37.7856 | -122.3836 | WECC | CISO | California Independent System Operator | Municipality | 22 | RE | 1 | Electric Utility |  | N |  | N |  | N |  |  | X |  | Pacific Gas & Electric Co | 14328 | CA | 115
16612 | City & County of San Francisco | 56306 | San Francisco Intl Airport Ct Project | North Field | San Francisco | CA | 94102 | San Mateo | 37.6358 | -122.3839 | WECC | CISO | California Independent System Operator | Municipality | 22 | RE | 1 | Electric Utility |  | N |  | N |  | N |  |  | X |  | Pacific Gas & Electric Co | 14328 | CA | 115
6985 | Garwin McNeilus | 56307 | Adams Wind Farm | 12933 660 Ave | Adams | MN | 55909 | Mower | 43.5548 | -92.7241 | MRO | MISO | Midcontinent Independent Transmission System Operator, Inc.. |  | 22 | NR | 2 | IPP Non-CHP |  | N |  | Y | 08-478-000,08-484-000,08-485-000,08-486-000,08-491-000 | N |  | N | X |  | Dairyland Power Coop | 4716 |  | 69
54845 | Colorado & Santa Fe Energy Co | 56308 | Fossil Gulch | Near town of Hagerman | Hagerman | ID | 83332 | Gooding | 42.8581 | -114.9494 | WECC | IPCO | Idaho Power Company |  | 22 | NR | 2 | IPP Non-CHP |  | N |  | Y | 04-142-000 | N |  | N | X |  | Idaho Power Co | 9191 | ID | 34.5
50130 | Trigen St Louis Energy Corporation | 56309 | Trigen St. Louis | One Ashley Place | St Louis | MO | 63102 | St Louis | 38.6359 | -90.1809 | SERC | MISO | Midcontinent Independent Transmission System Operator, Inc.. | Mississippi River | 22 | NR | 3 | IPP CHP |  | Y | 99-83-000 | N |  | N |  | N | X |  | Union Electric Co - (MO) | 19436 | MO | 138 |  |  | Centerpoint Energy Services
50123 | Leeward Asset Management, LLC | 56311 | Sweetwater Wind 3 LLC | 10 miles South Hwy 70 | Sweetwater | TX | 79556 | Nolan | 32.2908 | -100.4219 | TRE | ERCO | Electric Reliability Council of Texas, Inc. |  | 22 | NR | 2 | IPP Non-CHP | N | N |  | N |  | Y | 06-23-000 |  | X |  | Oncor Electric Delivery Company LLC | 44372 | TX | 345
6529 | Exxon Mobil Production Co | 56312 | Shute Creek Facility | 33 miles northeast of Kemmerer | Kemmerer | WY | 83101 | Lincoln | 41.8805 | -110.0904 | WECC | PACE | PacifiCorp - East |  | 211 | NR | 7 | Industrial CHP |  | Y | 02-80-000 | N |  | N |  | N | X |  | PacifiCorp | 14354 | WY | 230 |  |  | CH4 Pipeline-Northwest Pipeline
50134 | Holcomb Rock Company | 56313 | Coleman Falls | 6007 Lee Jackson Hwy | Coleman Falls | VA | 24536 | Bedford | 37.5035 | -79.3006 | RFC | PJM | PJM Interconnection, LLC | James River | 32213 | NR | 6 | Industrial Non-CHP |  | N |  | Y | 84-158-000 | N |  | N | X |  | Town of Bedford - (VA) | 1456 | VA | 12
50134 | Holcomb Rock Company | 56314 | Holcomb Rock | 4839 Holcomb Rock Road | Holcomb Rock | VA | 24503 | LYNCHBURG CITY | 37.5035 | -79.3006 | RFC | PJM | PJM Interconnection, LLC | James River | 32213 | NR | 6 | Industrial Non-CHP |  | N |  | Y | 84-158-000 | N |  |  | X |  | Town of Bedford - (VA) | 1456 | VA | 12
50147 | US Geothermal Inc. | 56317 | Raft River Geothermal Power Plant | 2960 South 2100 East | Malta | ID | 83342 | CASSIA | 42.0994 | -113.3825 | WECC | BPAT | Bonneville Power Administration | Wells | 22 | NR | 2 | IPP Non-CHP |  | N |  | Y | 06-187-000 | Y | 06-187-000 | N | X |  | Raft Rural Elec Coop Inc | 22814 | ID | 34.5
50152 | Fauquier Landfill Gas, LLC | 56318 | Fauquier Landfill Gas | 6438 College Ave | Warrenton | VA | 20187 | FAUQUIER | 38.5 | -77.75 | SERC | PJM | PJM Interconnection, LLC |  | 22 | NR | 2 | IPP Non-CHP |  | N |  | N |  | Y | 04-472-000 | N | X |  | Virginia Electric & Power Co | 19876 | VA | 34.5
19545 | Black Hills Power, Inc. d/b/a | 56319 | Wygen 2 | 20 Wyodak Road | Gillette | WY | 82718 | Campbell | 44.2919 | -105.3811 | WECC | WACM | Western Area Power Administration - Rocky Mountain Region | wells | 22 | RE | 1 | Electric Utility |  | N |  | N |  | N |  | N | X |  | Black Hills Power Inc | 19545 | WY | 230 |  |  | WBI Energy Transmission Inc - Coal Seam Pipeline
49893 | Invenergy Services LLC | 56320 | Spring Canyon | 28191 CR 74 | Peetz | CO | 80747 | Logan | 40.983 | -102.9647 | WECC | PSCO | Public Service Company of Colorado |  | 22 | NR | 2 | IPP Non-CHP | X | N |  | N |  | N |  | N | X |  | Public Service Co of Colorado | 15466 | CO | 230
34691 | Ormat Nevada Inc | 56321 | Richard Burdette Geothermal | 1010 Power Plant Drive | Reno | NV | 89521 | Washoe | 39.3908 | -119.7546 | WECC | NEVP | Nevada Power Company | Wells | 22 | NR | 2 | IPP Non-CHP |  | N |  | Y | 05-229-000 | N |  |  | X |  | Sierra Pacific Power Co | 17166 | NV | 120
15500 | Puget Sound Energy Inc | 56322 | Wild Horse | 25901 Vantage Hwy | Ellensburg | WA | 98926 | Kittitas | 47.0363 | -120.2065 | WECC | PSEI | Puget Sound Energy |  | 22 | RE | 1 | Electric Utility | X | N |  | N |  | N |  | N | X |  | Puget Sound Energy Inc | 15500 | WA | 230
50158 | Innovative Energy Systems Inc | 56323 | Modern Innovative Energy LLC | 1449 Pletcher Road | Youngstown | NY | 14174 | Niagara | 43.2094 | -78.9836 | NPCC | NYIS | New York Independent System Operator |  | 22 | NR | 2 | IPP Non-CHP |  | N |  | Y | 05-126-000 | N |  | N | X |  | Niagara Mohawk Power Corp. | 13573 | NY | 34.5
50158 | Innovative Energy Systems Inc | 56324 | Colonie LFGTE Facility | 1319 New Loudon | Cohoes | NY | 12047 | Albany | 42.8025 | -73.7378 | NPCC | NYIS | New York Independent System Operator |  | 22 | NR | 2 | IPP Non-CHP |  | N |  | Y | 05-155-000 | N |  | N | X |  | National Grid Generation, LLC | 26751 |  | 34.5
7353 | Golden Valley Elec Assn Inc | 56325 | Delta Power | 1115 Richardson Highway | Delta Junction | AK | 99737 | Southeast Fairbanks | 64.0281 | -145.7194 | ASCC |  |  |  | 22 | RE | 1 | Electric Utility |  | N |  | N |  | N |  | N | X |  | Golden Valley Elec Assn Inc | 7353 | AK | 138
7349 | Golden Spread Electric Cooperative, Inc | 56326 | Mustang Station Unit 4 | 1937 County Road 390 | Denver City | TX | 79323 | Yoakum | 32.9746 | -102.7436 | SPP | SWPP | Southwest Power Pool | Wells | 22 | RE | 1 | Electric Utility |  | N |  | N |  | N |  |  | X |  | Southwestern Public Service Co | 17718 | TX | 230 |  |  | Northern Natural Gas
5580 | East Kentucky Power Coop, Inc | 56327 | Pendleton County LFGTE | 1452 Bryan Griffen Road | Butler | KY | 41006 | Pendleton | 38.7342 | -84.4059 | SERC | PJM | PJM Interconnection, LLC |  | 22 | RE | 1 | Electric Utility |  | N |  | N |  | N |  | N | X |  | East Kentucky Power Coop, Inc | 5580 |  | 14.4
17698 | Southwestern Electric Power Co | 56328 | Harry D Mattison Gas Plant | Liberty Ave | Tonitown | AR | 72770 | Washington | 36.1855 | -94.2841 | SPP | SWPP | Southwest Power Pool |  | 22 | RE | 1 | Electric Utility |  | N |  | N |  | N |  | N | X |  | Southwestern Electric Power Co | 17698 | AR | 161 |  |  | Centerpoint
19547 | Hawaiian Electric Co Inc | 56329 | Campbell Industrial Park | 91-196 Hanua Street | Kapolei | HI | 96707 | Honolulu | 21.3025 | -158.1017 | HICC |  |  | Wells | 22 | RE | 1 | Electric Utility |  | N |  | N |  | N |  |  | X |  | Hawaiian Electric Co Inc | 19547 | HI | 12
19547 | Hawaiian Electric Co Inc | 56330 | Ewa Nui Substation DG | 91-1440 Farrington Hwy | Honolulu | HI | 96797 | Honolulu | 21.3756 | -158.0478 | HICC |  |  |  | 22 | RE | 1 | Electric Utility |  | N |  | N |  | N |  |  | X |  | Hawaiian Electric Co Inc | 19547 | HI | 12
19547 | Hawaiian Electric Co Inc | 56331 | Iwilei Tank Farm DG | 855 North Nimitz Hwy | Honolulu | HI | 96813 | Honolulu | 21.3169 | -157.8764 | HICC |  |  |  | 22 | RE | 1 | Electric Utility |  | N |  | N |  | N |  |  | X |  | Hawaiian Electric Co Inc | 19547 | HI | 12
19547 | Hawaiian Electric Co Inc | 56332 | Helemano Substation DG | 64-1499 Kamehemeha Hwy | Wahiwa | HI | 96786 | Honolulu | 21.5292 | -158.0458 | HICC |  |  |  | 22 | RE | 1 | Electric Utility |  | N |  | N |  | N |  |  | X |  | Hawaiian Electric Co Inc | 19547 | HI | 46
54686 | Gauley River Power Partners LP | 56333 | Gauley River Power Partners | Rte#2 | Summersville | WV | 26651 | Nicholas | 38.2192 | -80.8906 | RFC | PJM | PJM Interconnection, LLC | Gauley River | 22 | NR | 2 | IPP Non-CHP |  | N |  | N |  | N |  |  | X |  | Appalachian Power Co | 733 | WV | 69
54707 | Blue Canyon Windpower II LLC | 56335 | Blue Canyon Windpower II | 3109 State Hwy 19 | Carnegie | OK | 73015 | Comanche | 34.8661 | -98.6056 | SPP | SWPP | Southwest Power Pool |  | 22 | NR | 2 | IPP Non-CHP | N | N |  | N |  | Y | EG03-78 |  | X |  | Western Farmers Elec Coop, Inc | 20447 |  | 138
50123 | Leeward Asset Management, LLC | 56336 | Aragonne Wind LLC | 1837 Muniz Road | Santa Rosa | NM | 88435 | Guadalupe | 34.8147 | -105.0108 | WECC | PNM | Public Service Company of New Mexico | n/a | 22 | NR | 2 | IPP Non-CHP |  | N |  | N |  | Y | 06-41-000 |  | X |  | Public Service Co of NM | 15473 | NM | 345
50123 | Leeward Asset Management, LLC | 56337 | Sweetwater Wind 4 LLC | 7900 FM 608 | Roscoe | TX | 79545 | Nolan | 32.3122 | -100.5303 | TRE | ERCO | Electric Reliability Council of Texas, Inc. | n/a | 22 | NR | 2 | IPP Non-CHP |  | N |  | N |  | Y | 07-49-000 |  | X |  | Oncor Electric Delivery Company LLC | 44372 | TX | 345
54709 | High Trail Wind Farm LLC | 56338 | High Trail Wind Farm LLC | 13682N 2900 East Road | Ellsworth | IL | 61737 | McLean | 40.4792 | -88.7989 | RFC | PJM | PJM Interconnection, LLC |  | 22 | NR | 2 | IPP Non-CHP | X | N |  | N |  | Y | EG06-35 | N | X |  | Commonwealth Edison Co | 4110 | IL | 345
13630 | North Carolina Mun Power Agny #1 | 56339 | Albemarle Hospital Unit | 301 Yadkin Street | Albemarle | NC | 28001 | Stanly | 35.3636 | -80.1939 | SERC | DUK | Duke Energy Carolinas |  | 22 | RE | 1 | Electric Utility |  | N |  | N |  | N |  | N | X |  | City of Albemarle - (NC) | 232 | NC | 12.47
13630 | North Carolina Mun Power Agny #1 | 56340 | Cherryville City Hall | 109 South Mulberry Street | Cherryville | NC | 28021 | Gaston | 35.3778 | -81.38 | SERC | DUK | Duke Energy Carolinas |  | 22 | RE | 1 | Electric Utility |  | N |  | N |  | N |  | N | X |  | City of Cherryville - (NC) | 3437 | NC | 12.47
13630 | North Carolina Mun Power Agny #1 | 56341 | Lincolnton High School | 803 North Aspen Street | Lincolnton | NC | 28092 | Lincoln | 35.4769 | -81.2736 | SERC | DUK | Duke Energy Carolinas |  | 22 | RE | 1 | Electric Utility |  | N |  | N |  | N |  | N | X |  | City of Lincolnton - (NC) | 11035 | NC | 12.47
13630 | North Carolina Mun Power Agny #1 | 56342 | Maiden Community Center | 217 East Klutz | Maiden | NC | 28650 | Catawba | 35.5772 | -81.2081 | SERC | DUK | Duke Energy Carolinas |  | 22 | RE | 1 | Electric Utility |  | N |  | N |  | N |  | N | X |  | Town of Maiden - (NC) | 11515 | NC | 12.47
13630 | North Carolina Mun Power Agny #1 | 56343 | Monroe Middle School | 601 East Sunset Drive | Monroe | NC | 28112 | Union | 34.9733 | -80.54 | SERC | DUK | Duke Energy Carolinas |  | 22 | RE | 1 | Electric Utility |  | N |  | N |  | N |  | N | X |  | City of Monroe - (NC) | 12801 | NC | 12.47
13630 | North Carolina Mun Power Agny #1 | 56344 | Morganton Station 5 | 110 Industrial Blvd. | Morganton | NC | 28655 | Burke | 35.7631 | -81.6964 | SERC | DUK | Duke Energy Carolinas |  | 22 | RE | 1 | Electric Utility |  | N |  | N |  | N |  | N | X |  | City of Morganton - (NC) | 12944 | NC | 12.47
13630 | North Carolina Mun Power Agny #1 | 56345 | Pineville Delivery 1 | 402 Dover Street | Pineville | NC | 28134 | Mecklenburg | 35.0853 | -80.8947 | SERC | DUK | Duke Energy Carolinas |  | 22 | RE | 1 | Electric Utility |  | N |  | N |  | N |  | N | X |  | Town of Pineville - (NC) | 15062 | NC | 12.47
54710 | Golden State Water Company | 56346 | Bear Valley Power Plant | 42020 Garstin Dr | Big Bear Lake | CA | 92315 | San Bernardino | 34.2506 | -116.9025 | WECC | CISO | California Independent System Operator | Municipality | 22 | RE | 1 | Electric Utility |  | N |  | N |  | N |  | N | X |  | Bear Valley Electric Service | 17612 | CA | 34.5 |  |  | Southwest Gas (Distribution Level Pipeline)
20856 | Wisconsin Power & Light Co | 56347 | Cedar Ridge | W3473 Highway 45 | Eden | WI | 53019 | Fond Du Lac | 43.6926 | -88.3297 | MRO | MISO | Midcontinent Independent Transmission System Operator, Inc.. |  | 22 | RE | 1 | Electric Utility |  | N |  | N |  | N |  |  | X |  | American Transmission Co | 659 | WI | 138
10777 | Town of Laverne - (OK) | 56348 | Laverne Diesel Generating Plant | 102 North County Line Rd N1760 | Laverne | OK | 73848 | HARPER | 36.7106 | -99.8906 | SPP | SWPP | Southwest Power Pool | Municipality | 22 | RE | 1 | Electric Utility |  | N |  | N |  | N |  | N | X |  | Town of Laverne - (OK) | 10777 | OK | 69
56766 | CER Quail Run Energy Partners LP | 56349 | Quail Run Energy Center | 2950 East Interstate 20 | Odessa | TX | 79766 | Ector | 31.8414 | -102.315 | TRE | ERCO | Electric Reliability Council of Texas, Inc. | Texland Great Plants Water Sup | 22 | NR | 2 | IPP Non-CHP |  | N |  | N |  | Y | 07-41-000 |  | X |  | Oncor Electric Delivery Company LLC | 44372 | TX | 345 |  |  | Enterprise ONEOK
56765 | CER Colorado Bend Energy Partners LP | 56350 | Colorado Bend Energy Center | 3821 S SH 60 Hwy | Wharton | TX | 77488 | Wharton | 29.2878 | -96.0683 | TRE | ERCO | Electric Reliability Council of Texas, Inc. | WELLS | 22 | NR | 2 | IPP Non-CHP |  | N |  | N |  | Y | 07-42-000 |  | X |  | CenterPoint Energy | 8901 | TX | 138 |  |  | Houston Pipe Line & Gulf South Pipe Line
10000 | Kansas City Power & Light Co | 56351 | Spearville | 10311 126 RD | Ford | KS | 67876 | Ford | 37.8641 | -99.7528 | SPP | SWPP | Southwest Power Pool |  | 22 | RE | 1 | Electric Utility |  | N |  | N |  | N |  |  | X |  | Kansas City Power & Light Co | 10000 | KS | 230
18454 | Tampa Electric Co | 56352 | Tampa Electric Co NA 2 | 702 N. Franklin Street | Tampa | FL | 33602 | HILLSBOROUGH | 27.9072 | -82.4231 | FRCC | TEC | Tampa Electric Company | Hillsborough Bay | 22 | RE | 1 | Electric Utility |  | N |  | N |  | N |  |  | X |  | Tampa Electric Co | 18454 | FL | 230 |  |  | Florida Gas Transmission Gulf Stream
18454 | Tampa Electric Co | 56353 | Tampa Electric Co NA 3 | 13031 Wyandotte Road | Unknown | FL | 33572 | HILLSBOROUGH | 27.7963 | -82.3995 | FRCC |  |  | Tampa Bay | 22 | RE | 1 | Electric Utility |  | N |  | N |  | N |  |  | X
18454 | Tampa Electric Co | 56354 | Tampa Electric Co NA 4 |  | Unknown | FL | 0 |  |  |  | FRCC |  |  |  | 22 | RE | 1 | Electric Utility |  | N |  | N |  | N |  |  | X | [7 empty] | Florida Gas Transmission Gulf Stream
9417 | Interstate Power and Light Co | 56355 | Whispering Willow Wind Farm - East | 1598 70th Street | Iowa Falls | IA | 50126 | Franklin | 42.6305 | -93.2064 | MRO | MISO | Midcontinent Independent Transmission System Operator, Inc.. |  | 22 | RE | 1 | Electric Utility | N | N |  | N |  | N |  |  | X |  | ITC Midwest LLC | 56161 |  | 161
16088 | City of Riverside - (CA) | 56356 | Clearwater Power Plant | 2201 Railroad St. | Corona | CA | 92880 | Riverside | 33.8912 | -117.6085 | WECC | CISO | California Independent System Operator | Municipality | 22 | RE | 1 | Electric Utility |  | N |  | N |  | N |  | N | X |  | Southern California Edison Co | 17609 | CA | 66 |  |  | SoCal Gas Line Number 2000
54717 | FPL Energy Burleigh County Wind LLC | 56357 | FPL Energy Burleigh County Wind | 5120 279th Ave NE | Wilton | ND | 58579 | Burleigh | 47.1167 | -100.7333 | MRO | MISO | Midcontinent Independent Transmission System Operator, Inc.. |  | 22 | NR | 2 | IPP Non-CHP | X | N |  | N |  | N |  |  | X |  | Central Power Elec Coop, Inc | 3279 |  | 230
54690 | Western Renewable Energy LLC | 56358 | Western Renewable Energy | 975 S. Water Canyon Rd. | Eagar | AZ | 85925 | Apache | 34.093 | -109.29 | WECC | AZPS | Arizona Public Service Company | Municipality | 22 | NR | 2 | IPP Non-CHP |  | N |  | N |  | N |  |  | X |  | Navopache Electric Coop, Inc | 13318 | AZ | 13.6
15399 | Avangrid Renewables Inc | 56359 | Klondike Windpower II | 98435 Klondike Lane | Wasco | OR | 97065 | Sherman | 45.571 | -120.593 | WECC | BPAT | Bonneville Power Administration |  | 22 | NR | 2 | IPP Non-CHP |  | N |  | N |  | Y | 05-23-000 |  | X |  | Bonneville Power Administration | 1738 | OR | 230
14354 | PacifiCorp | 56360 | Leaning Juniper | 72459 Rattlesnake Rd. | Arlington | OR | 97812 | Gilliam | 45.6525 | -120.2098 | WECC | PACW | PacifiCorp - West |  | 22 | RE | 1 | Electric Utility |  | N |  | N |  | N |  |  | X |  | PacifiCorp | 14354 | OR | 230
15399 | Avangrid Renewables Inc | 56361 | Big Horn Wind Project | 1 Big Horn Rd | Bickelton | WA | 99322 | Klickitat | 45.8877 | -120.2896 | WECC | BPAT | Bonneville Power Administration |  | 22 | NR | 2 | IPP Non-CHP |  | N |  | N |  | Y | 06-4-000 |  | X |  | Bonneville Power Administration | 1738 | WA | 230
15399 | Avangrid Renewables Inc | 56362 | Shiloh I Wind Project | 6283 Montezuma Hills road | Rio Vista | CA | 94571 | Solano | 38.12 | -121.85 | WECC | CISO | California Independent System Operator |  | 22 | NR | 2 | IPP Non-CHP |  | N |  | N |  | Y | 05-82-000 |  | X |  | Pacific Gas & Electric Co | 14328 | CA | 230
4794 | City of Danville - (VA) | 56363 | Danville New Design Plant | 131 Maplewood Ave. | Danville | VA | 24541 | DANVILLE CITY | 36.6308 | -79.3894 | RFC | PJM | PJM Interconnection, LLC | Dan River | 22 | RE | 1 | Electric Utility |  | N |  | N |  | N |  | N | X |  | City of Danville | 4794 | VA | 12.47
4794 | City of Danville - (VA) | 56364 | Danville Kentuck Road Plant | 1865 Kentuck Road | Ringgold | VA | 24586 | PITTSYLVANIA | 36.6533 | -79.2906 | RFC | PJM | PJM Interconnection, LLC | Dan River | 22 | RE | 1 | Electric Utility |  | N |  | N |  | N |  | N | X |  | City of Danville | 4794 | VA | 12.47
4794 | City of Danville - (VA) | 56365 | Danville Westover Plant | 111 Hereford Lane | Danville | VA | 24541 | DANVILLE CITY | 36.6114 | -79.4631 | RFC | PJM | PJM Interconnection, LLC | Dan River | 22 | RE | 1 | Electric Utility |  | N |  | N |  | N |  | N | X |  | City of Danville | 4794 | VA | 12.47
4716 | Dairyland Power Coop | 56366 | Lake Area Landfill Gas Recovery | W5987 County Rd D | Sarona | WI | 54870 | WASHBURN | 45.8383 | -91.6919 | MRO | MISO | Midcontinent Independent Transmission System Operator, Inc.. | Well | 22 | RE | 1 | Electric Utility |  | N |  | N |  | N |  | N | X |  | Dairyland Power Coop | 4716 | WI | 69
4619 | Town of Culpeper- (VA) | 56367 | Electric Avenue Facility | 500 Electric Avenue | Culpeper | VA | 22701 | CULPEPER | 38.28 | -77.59 | SERC | PJM | PJM Interconnection, LLC |  | 22 | RE | 1 | Electric Utility |  | N |  | N |  | N |  |  | X |  | Town of Culpeper- (VA) | 4619 | VA | 12.47
11560 | City of Manassas - (VA) | 56368 | Water Treatment Plant Generators | 14329 Glenkirk Road | Gainesville | VA | 20155 | PRINCE WILLIAM | 38.7607 | -77.6209 | SERC | PJM | PJM Interconnection, LLC |  | 22 | RE | 1 | Electric Utility |  | N |  | N |  | N |  | N | X |  | City of Manassas - (VA) | 11560 | VA | 13.2
15399 | Avangrid Renewables Inc | 56369 | Casselman Wind Power Project | 2200 Rockdale Road | Garrett | PA | 15542 | Somerset | 39.85 | -79.138 | RFC | PJM | PJM Interconnection, LLC |  | 22 | NR | 2 | IPP Non-CHP |  | N |  | N |  | Y | 06-11-000 |  | X |  | Pennsylvania Power Co | 14716 | PA | 115
56545 | Pattern Operators LP | 56370 | Ecogen Wind | 3024 Emerson Road | Branchport | NY | 14418 | Steuben | 42.5869 | -77.3125 | NPCC | NYIS | New York Independent System Operator | n/a | 22 | NR | 2 | IPP Non-CHP | N | N |  | N |  | N |  | N | X |  | New York State Elec & Gas Corp | 13511 | NY | 230
50123 | Leeward Asset Management, LLC | 56371 | Cedar Creek Wind | 59550 CR 105 | Grover | CO | 80729 | Weld | 40.8944 | -104.0206 | WECC | PSCO | Public Service Company of Colorado | n/a | 22 | NR | 2 | IPP Non-CHP |  | N |  | N |  | Y | 07-21-000 |  | X |  | Public Service Co of Colorado | 15466 | CO | 230
50123 | Leeward Asset Management, LLC | 56372 | Sweetwater Wind 5 | 7900 FM 608 | Roscoe | TX | 79545 | Nolan | 32.2369 | -100.4833 | TRE | ERCO | Electric Reliability Council of Texas, Inc. | n/a | 22 | NR | 2 | IPP Non-CHP |  | N |  | N |  | Y | 08-19-000 |  | X |  | Oncor Electric Delivery Company LLC | 44372 | TX | 345
1015 | Austin Energy | 56373 | Domain Integrated Energy System | 11400 Burnet Road | Austin | TX | 78758 | TRAVIS | 30.3974 | -97.725 | TRE | ERCO | Electric Reliability Council of Texas, Inc. | City of Austin | 22 | RE | 1 | Electric Utility |  | N |  | N |  | N |  |  | X |  | Austin Energy | 1015 | TX | 12.47
1015 | Austin Energy | 56374 | Robert Mueller Energy Center | 4901 Lancaster Drive | Austin | TX | 78723 | Travis | 30.305 | -97.7077 | TRE | ERCO | Electric Reliability Council of Texas, Inc. | Municipality | 22 | RE | 1 | Electric Utility |  | N |  | N |  | N |  |  | X |  | Austin Energy | 1015 | TX | 12.47 |  |  | Texas Gas
9209 | Illinois Rural Electric Coop | 56376 | Pike County Wind Power | 24920 365th Street | Pittsfield | IL | 62363 | PIKE | 39.6189 | -90.8461 | SERC | MISO | Midcontinent Independent Transmission System Operator, Inc.. |  | 22 | RE | 1 | Electric Utility | N | N |  | N |  | N |  | N | X |  | Illinois Rural Electric Coop | 9209 | IL | 12.47
49893 | Invenergy Services LLC | 56377 | Judith Gap Wind Energy Center | P.O. Box 70 | Harlowton | MT | 59520 | Wheatland | 46.5725 | -109.7531 | WECC | NWMT | NorthWestern Energy (NWMT) |  | 22 | NR | 2 | IPP Non-CHP | X | N |  | N |  | N |  | N | X |  | NorthWestern Energy LLC - (MT) | 12825 | MT | 230
794 | Apollo Energy Corp | 56378 | Pakini Nui Wind Farm | 93-1373 South Point Rd. | Naalehu | HI | 96772 | Hawaii | 18.9742 | -155.6914 | HICC |  |  |  | 22 | NR | 2 | IPP Non-CHP |  | N |  | Y | 06-285-000 | N |  | N | X |  | Hawaii Electric Light Co Inc | 8287 | HI | 69
12341 | MidAmerican Energy Co | 56379 | Victory Wind Farm | 1832 Industrial park Rd. | Westside | IA | 51401 | Carroll | 42.1169 | -95.1292 | MRO | MISO | Midcontinent Independent Transmission System Operator, Inc.. |  | 22 | RE | 1 | Electric Utility |  | N |  | N |  | N |  |  | X |  | MidAmerican Energy Co | 12341 | IA | 161
14063 | Oklahoma Gas & Electric Co | 56380 | Centennial Wind Farm | NA | Fort Supply | OK | 73848 | Harper | 36.6377 | -99.6019 | SPP | SWPP | Southwest Power Pool |  | 22 | RE | 1 | Electric Utility |  | N |  | N |  | N |  | N | X |  | Oklahoma Gas & Electric Co | 14063 | OK | 138
15399 | Avangrid Renewables Inc | 56383 | Northern Iowa Windpower II | 1145 410th Street | Kensett | IA | 50448 | Worth | 43.3608 | -93.2978 | MRO | MISO | Midcontinent Independent Transmission System Operator, Inc.. |  | 22 | NR | 2 | IPP Non-CHP |  | N |  | N |  | N |  |  | X |  | Wisconsin Electric Power Co | 20847 | WI | 161
11479 | Madison Gas & Electric Co | 56386 | Top of Iowa Windfarm III | 570 410th St | Kensett | IA | 50448 | Worth | 43.3597 | -93.3208 | MRO | MISO | Midcontinent Independent Transmission System Operator, Inc.. |  | 22 | RE | 1 | Electric Utility |  | N |  | N |  | N |  | N | X |  | Interstate Power and Light Co | 9417 | IA | 161
20847 | Wisconsin Electric Power Co | 56391 | Blue Sky Green Field Wind Project | Highway W and Johnsburg Road | Fond du Lac | WI | 54935 | Fond Du Lac | 43.8794 | -88.2708 | RFC | MISO | Midcontinent Independent Transmission System Operator, Inc.. |  | 22 | RE | 1 | Electric Utility |  | N |  | N |  | N |  | N | X |  | American Transmission Co | 659 | WI | 345
55696 | FPL Energy Oliver County Wind | 56392 | FPL Energy Oliver Wind I LLC | 1851 33rd Avenue | Center | ND | 58530 | Oliver | 47.1528 | -101.1977 | MRO | MISO | Midcontinent Independent Transmission System Operator, Inc.. |  | 22 | NR | 2 | IPP Non-CHP |  | N |  | N |  | N |  |  | X |  | Minnkota Power Coop, Inc | 12658 |  | 230
56215 | E ON Climate Renewables N America LLC | 56394 | Forest Creek Wind Farm LLC | 893 McDonald Road North | Big Springs | TX | 79720 | Glasscock | 32.039 | -101.22 | TRE | ERCO | Electric Reliability Council of Texas, Inc. |  | 22 | NR | 2 | IPP Non-CHP |  | N |  | N |  | Y | 07-34 |  | X |  | Oncor Electric Delivery Company LLC | 44372 | TX | 138
54759 | Mesquite Wind LLC | 56395 | Mesquite Wind Power LLC | 299 FM 604 | Abilene | TX | 79601 | Shackelford | 32.6256 | -99.4928 | TRE | ERCO | Electric Reliability Council of Texas, Inc. |  | 22 | NR | 2 | IPP Non-CHP |  | N |  | N |  | Y | 06-64 |  | X |  | Oncor Electric Delivery Company LLC | 44372 | TX | 345
23279 | Allegheny Energy Supply Co LLC | 56397 | Hunlock Unit 4 | P.O. BOX 224 390 Route 11 | Hunlock Green | PA | 18621 | LUZERNE | 41.2025 | -76.0683 | RFC | PJM | PJM Interconnection, LLC | Susquehanna River | 22 | NR | 2 | IPP Non-CHP |  | N |  | N |  | Y | 99-241-000 | N | X |  | West Penn Power Company | 20387 | PA | 69 |  |  | UGI Penn Natural Gas
15399 | Avangrid Renewables Inc | 56398 | Jordanville Wind Farm | 3 mi Point Pk &US Rte 20 | Stark | NY | 13407 | Herkimer | 43.5 | -75 | NPCC | NYIS | New York Independent System Operator |  | 22 | NR | 2 | IPP Non-CHP |  | N |  | N |  | N |  |  | X |  | New York State Elec & Gas Corp | 13511 | NY | 230
15399 | Avangrid Renewables Inc | 56399 | Lempster Wind LLC | 106 NE Bean Mt Road | Lempster | NH | 3605 | Sullivan | 43.233 | -72.1455 | NPCC | ISNE | ISO New England Inc. |  | 22 | NR | 2 | IPP Non-CHP |  | N |  | N |  | N |  |  | X |  | Public Service Co of NH | 15472 | NH | 34.5
6616 | Fort Pierce Utilities Authority | 56400 | Treasure Coast Energy Center | 4545 Energy Lane | Ft. Pierce | FL | 34981 | St Lucie | 27.3839 | -80.3775 | FRCC | FMPP | Florida Municipal Power Pool | Well Water + Treated Effluent | 22 | RE | 1 | Electric Utility |  | N |  | N |  | N |  | N | X |  | Florida Power & Light Co | 6452 | FL | 230 |  |  | TECO Peoples Gas
20838 | Win-Sam Inc | 56401 | UTSA TEP II | One UTSA Circle | San Antonio | TX | 78249 | Bexar | 29.5817 | -98.6186 | TRE | ERCO | Electric Reliability Council of Texas, Inc. | Municipality | 611 | NR | 4 | Commercial Non-CHP |  | N |  | N |  | N |  |  | X |  | San Antonio City of | 16604 | TX | 13.8
17833 | City Utilities of Springfield - (MO) | 56404 | Noble Hill Landfill | 3971 West Farm Road 34 | Willard | MO | 65781 | Greene | 37.3811 | -93.3514 | SPP | SWPP | Southwest Power Pool | Wells | 22 | RE | 1 | Electric Utility |  | N |  | N |  | N |  | N | X |  | City Utilities of Springfield - (MO) | 17833 | MO | 13.2
55744 | Acciona Solar Power | 56405 | Nevada Solar One | 602 Eldorado Valley Dr | Boulder City | NV | 89005 | Clark | 35.7998 | -114.9817 | WECC | NEVP | Nevada Power Company | Boulder City | 22 | NR | 2 | IPP Non-CHP | N | N |  | Y | 07-19-000 | N |  | N | X |  | Nevada Power Co | 13407 | NV | 230 |  |  | Southwest Gas Corporations Kern River / Southwest Gas Blue Diamond Tap site
17164 | Sierra Pacific Industries Inc | 56406 | Sierra Pacific Burlington Facility | 14654 Ovenell Rd | Mt Vernon | WA | 98273 | Skagit | 48.4481 | -122.4331 | WECC | PSEI | Puget Sound Energy | Well | 321 | NR | 7 | Industrial CHP |  | N |  | Y | 06-75-000 | N |  |  | X |  | Puget Sound Energy Inc | 15500 | WA | 115
6452 | Florida Power & Light Co | 56407 | West County Energy Center | 20505 State Rd 80 | Loxahatchee | FL | 33470 | Palm Beach | 26.6986 | -80.3747 | FRCC | FPL | Florida Power & Light Company | Village of Wellington, Wells | 22 | RE | 1 | Electric Utility |  | N |  | N |  | N |  |  | X |  | Florida Power & Light Co | 6452 | FL | 230 |  |  | Florida Gas Transmission East Leg
54789 | AgriWind LLC | 56408 | Agriwind LLC | 12332 1100 North Ave | Tiskilwa | IL | 61368 | BUREAU | 41.3017 | -89.6236 | RFC | MISO | Midcontinent Independent Transmission System Operator, Inc.. |  | 22 | NR | 2 | IPP Non-CHP |  | N |  | Y | 07-214-000;07-215-000 | N |  |  | X |  | Corn Belt Energy Corporation | 4362 | IL | 12.45
54790 | Stahl Wind Energy LLC | 56409 | Stahl Wind Energy | 1183 15th Ave | Pipestone | MN | 56164 | Pipestone | 44.0256 | -96.4303 | MRO | MISO | Midcontinent Independent Transmission System Operator, Inc.. |  | 22 | NR | 2 | IPP Non-CHP |  | N |  | N |  | Y | 05-12-000 | N | X |  | Northern States Power Co - Minnesota | 13781 | MN | 69
54791 | Carstensen Wind LLC | 56410 | Carstensen Wind | 204 91st Street | Pipestone | MN | 56164 | PIPESTONE | 44.0247 | -96.4369 | MRO | MISO | Midcontinent Independent Transmission System Operator, Inc.. |  | 22 | NR | 2 | IPP Non-CHP |  | N |  | N |  | Y | 05-14-000 | N | X |  | Northern States Power Co - Minnesota | 13781 | MN | 69
54792 | Northern Lights Wind LLC | 56411 | Northern Lights Wind LLC | 164 121st Street | Pipestone | MN | 56164 | PIPESTONE | 44.015 | -96.4367 | MRO | MISO | Midcontinent Independent Transmission System Operator, Inc.. |  | 22 | NR | 2 | IPP Non-CHP |  | N |  | N |  | Y | 05-16-000 | N | X |  | Northern States Power Co - Minnesota | 13781 | MN | 69
54793 | Lucky Wind LLC | 56412 | Lucky Wind | 188 121st Street | Pipestone | MN | 56164 | Pipestone | 44.0211 | -96.4406 | MRO | MISO | Midcontinent Independent Transmission System Operator, Inc.. |  | 22 | NR | 2 | IPP Non-CHP |  | N |  | N |  | Y | 05-15-000 |  | X |  | Northern States Power Co - Minnesota | 13781 | MN | 69
54794 | Greenback Energy LLC | 56413 | Greenback Energy | 1148 15th Ave | Pipestone | MN | 56164 | Pipestone | 44.0208 | -96.4331 | MRO | MISO | Midcontinent Independent Transmission System Operator, Inc.. |  | 22 | NR | 2 | IPP Non-CHP |  | N |  | N |  | Y | 05-13-000 |  | X |  | Northern States Power Co - Minnesota | 13781 | MN | 69
40580 | Southern Minnesota Mun P Agny | 56414 | Redwood Falls Wind | 31298 Knox Ave (CO. Rd 17) | Redwood Falls | MN | 56383 | Redwood | 44.5028 | -95.175 | MRO | MISO | Midcontinent Independent Transmission System Operator, Inc.. |  | 22 | RE | 1 | Electric Utility |  | N |  | N |  | N |  |  | X |  | Redwood Falls Public Util Comm | 15793 | MN | 13.8
40580 | Southern Minnesota Mun P Agny | 56415 | Fairmont Wind | 589 Hwy 15 | Fairmont | MN | 56031 | Martin | 43.575 | -94.4467 | MRO | MISO | Midcontinent Independent Transmission System Operator, Inc.. |  | 22 | RE | 1 | Electric Utility |  | N |  | N |  | N |  |  | X |  | Fairmont Public Utilities Comm | 6151 | MN | 12.47
54800 | Michigan Wind 1 LLC | 56416 | Michigan Wind 1 LLC | 1387 East Atwater Road | Ubly | MI | 48475 | Huron | 43.7092 | -82.9633 | MRO | MISO | Midcontinent Independent Transmission System Operator, Inc.. |  | 22 | NR | 2 | IPP Non-CHP |  | N |  | Y | QF05-228 | Y | EG05-102 |  | X |  | ITC Transmission | 56068 | MI | 120
54808 | Sexton Energy LLC | 56417 | Westchester Gas Recovery | 11700 West 31st Street | Proviso Township | IL | 60154 | COOK | 41.835 | -87.9014 | RFC | PJM | PJM Interconnection, LLC |  | 22 | NR | 2 | IPP Non-CHP |  | N |  | N |  | N |  | N | X |  | Commonwealth Edison Co | 4110 | IL | 12.47
54808 | Sexton Energy LLC | 56418 | Des Plaines Gas Recovery | 9800 Central Road | Maine Township | IL | 60016 | COOK | 42.1019 | -87.8811 | RFC | PJM | PJM Interconnection, LLC |  | 22 | NR | 2 | IPP Non-CHP |  | N |  | N |  | N |  | N | X |  | Commonwealth Edison Co | 4110 | IL | 12.47
54808 | Sexton Energy LLC | 56419 | Beecher Gas Recovery | 1055 West Goodenow Rd | Beecher | IL | 60401 | WILL | 41.3811 | -87.6375 | RFC | PJM | PJM Interconnection, LLC |  | 22 | NR | 2 | IPP Non-CHP |  | N |  | N |  | N |  | N | X |  | Commonwealth Edison Co | 4110 | IL | 12.47
4065 | City of Columbus - (OH) | 56420 | Renick Run Pumping Station 03-04 | 1380 Emig Road | Columbus | OH | 43223 | FRANKLIN | 39.9294 | -83.012 | RFC | PJM | PJM Interconnection, LLC |  | 22 | RE | 1 | Electric Utility |  | N |  | N |  | N |  |  | X |  | City of Columbus - (OH) | 4065 | OH | 14.4
4065 | City of Columbus - (OH) | 56421 | PS ST-8 Engine No 1 | 1900 W Broad St | Columbus | OH | 43223 | FRANKLIN | 39.9614 | -83.0491 | RFC | PJM | PJM Interconnection, LLC |  | 22 | RE | 1 | Electric Utility |  | N |  | N |  | N |  |  | X |  | City of Columbus - (OH) | 4065 | OH | 14.4
4065 | City of Columbus - (OH) | 56422 | ST-1/1A Engine No 1 | I-70/71 & SR 315 Interchange | Columbus | OH | 43215 | FRANKLIN | 39.95 | -83.0158 | RFC | PJM | PJM Interconnection, LLC |  | 22 | RE | 1 | Electric Utility |  | N |  | N |  | N |  |  | X |  | City of Columbus - (OH) | 4065 | OH | 14.4
4065 | City of Columbus - (OH) | 56423 | Dodge Park Engine No 1 | 585 Sullivant Avenue | Columbus | OH | 43215 | FRANKLIN | 39.9524 | -83.0144 | RFC | PJM | PJM Interconnection, LLC |  | 22 | RE | 1 | Electric Utility |  | N |  | N |  | N |  |  | X |  | City of Columbus - (OH) | 4065 | OH | 14.4
54819 | FPL Energy Mower County LLC | 56424 | Mower County Wind Energy Center | 72506 180th Street | Grand Meadow | MN | 55936 | Mower | 43.6141 | -92.5988 | MRO | MISO | Midcontinent Independent Transmission System Operator, Inc.. |  | 22 | NR | 2 | IPP Non-CHP |  | N |  | N |  | N |  |  | X |  | Dairyland Power Coop | 4716 |  | 230
54812 | AMERESCO Chicopee Energy LLC | 56426 | Ameresco Chicopee Energy | 161 New Lombard Rd | Chicopee | MA | 1020 | Hampden | 42.1626 | -72.5367 | NPCC | ISNE | ISO New England Inc. |  | 22 | NR | 2 | IPP Non-CHP |  | N |  | Y | 04-23-000 | N |  |  | X |  | City of Chicopee - (MA) | 3477 | MA | 34.5
54813 | AMERESCO Janesville LLC | 56427 | Ameresco Janesville | 525 Black Bridge Rd | Janesville | WI | 53545 | ROCK | 42.7083 | -89.0208 | MRO | MISO | Midcontinent Independent Transmission System Operator, Inc.. |  | 22 | NR | 2 | IPP Non-CHP |  | N |  | Y | 03-122-000 | N |  | N | X |  | Wisconsin Power & Light Co | 20856 | WI | 12.5
54814 | AMERESCO Santa Cruz Energy LLC | 56428 | Ameresco Santa Cruz Energy | 1231 Buena Vista Road | Watsonville | CA | 95076 | Santa Cruz | 36.9178 | -121.8156 | WECC | CISO | California Independent System Operator |  | 22 | NR | 2 | IPP Non-CHP |  | N |  | Y | 06-29-000 | N |  | N | X |  | Pacific Gas & Electric Co | 14328 | CA | 21
54815 | AMERESCO Delaware South | 56429 | Ameresco Delaware South | 28560 Landfill Lane | Georgetown | DE | 19947 | Sussex | 38.5992 | -75.4342 | RFC | PJM | PJM Interconnection, LLC |  | 22 | NR | 2 | IPP Non-CHP |  | N |  | Y | 06-244-000 | N |  | N | X |  | Delaware Electric Cooperative | 5070 | DE | 12.5
54816 | AMERESCO Delaware Central | 56430 | Ameresco Delaware Central | 1107 Willow Grove Road | Sandtown | DE | 19943 | Kent | 39.0339 | -75.7233 | RFC | PJM | PJM Interconnection, LLC |  | 22 | NR | 2 | IPP Non-CHP |  | N |  | Y | 06-244-000 | N |  |  | X |  | Delaware Electric Cooperative | 5070 | DE | 12.5
59883 | NRG Energy Gas & Wind Holdings Inc | 56432 | Wildorado Wind LLC | 6798 CO RD 42 | Vega | TX | 79092 | Oldham | 35.2919 | -102.3031 | SPP | SWPP | Southwest Power Pool |  | 22 | NR | 2 | IPP Non-CHP | X | N |  | N |  | Y | 06-5-000, 07-301-000 | N | X |  | Southwestern Public Service Co | 17718 | TX | 230
11208 | Los Angeles Department of Water & Power | 56433 | Pine Tree Wind Power Project | near Mojave Desert | Mojave | CA | 93519 | Kern | 35.248 | -118.1754 | WECC | LDWP | Los Angeles Department of Water and Power |  | 22 | RE | 1 | Electric Utility |  | N |  | N |  | N |  | N | X |  | Los Angeles Department of Water & Power | 11208 | CA | 230
56592 | Idaho Wind Partners 1 LLC | 56434 | Burley Butte Windpark | Section 6 Twp 11S Range 22E | Burley | ID | 83318 | Cassia | 42.4903 | -113.9266 | WECC | IPCO | Idaho Power Company |  | 22 | NR | 2 | IPP Non-CHP |  | N |  | Y | 05-90-000 | N |  |  | X |  | Idaho Power Co | 9191 | ID | 34.5
56592 | Idaho Wind Partners 1 LLC | 56435 | Golden Valley Wind Park LLC | 605 S 600 W | Burley | ID | 83318 | Cassia | 42.4368 | -113.9255 | WECC | IPCO | Idaho Power Company |  | 22 | NR | 2 | IPP Non-CHP |  | N |  | Y | 05-89-000 | N |  |  | X |  | Idaho Power Co | 9191 | ID | 12.5
56592 | Idaho Wind Partners 1 LLC | 56437 | Milner Dam Wind Park LLC | Section 26 Twp 10S Range 20E | Burley | ID | 83318 | Cassia | 42.4606 | -114.0173 | WECC | IPCO | Idaho Power Company |  | 22 | NR | 2 | IPP Non-CHP |  | N |  | Y | 06-7-000 | N |  |  | X |  | Idaho Power Co | 9191 | ID | 34.5
56592 | Idaho Wind Partners 1 LLC | 56439 | Oregon Trail Wind Park | 289 E 5900 N | Hagerman | ID | 83332 | Twin Falls | 42.8406 | -114.9897 | WECC | IPCO | Idaho Power Company |  | 22 | NR | 2 | IPP Non-CHP |  | N |  | Y | 05-60-000 | N |  |  | X |  | Idaho Power Co | 9191 | ID | 138
56592 | Idaho Wind Partners 1 LLC | 56440 | Pilgrim Stage Wind Park | Section 31 Twp 7 S Range 12 E | Hagerman | ID | 83332 | Twin Falls | 42.7975 | -114.9986 | WECC | IPCO | Idaho Power Company |  | 22 | NR | 2 | IPP Non-CHP |  | N |  | Y | 05-25-000 | N |  |  | X |  | Idaho Power Co | 9191 | ID | 34.5
56592 | Idaho Wind Partners 1 LLC | 56441 | Salmon Falls Wind Park | Section 30 Twp 08S Range 13E | Hagerman | ID | 83332 | Twin Falls | 42.6819 | -114.9892 | WECC | IPCO | Idaho Power Company |  | 22 | NR | 2 | IPP Non-CHP |  | N |  | Y | 06-8-000 | N |  |  | X |  | Idaho Power Co | 9191 | ID | 34.5
56592 | Idaho Wind Partners 1 LLC | 56442 | Thousand Springs Wind Park | Section 19 Twp 6 Range 13E | Hagerman | ID | 83332 | Twin Falls | 42.8703 | -114.9678 | WECC | IPCO | Idaho Power Company |  | 22 | NR | 2 | IPP Non-CHP |  | N |  | Y | 05-56-000 | N |  |  | X |  | Idaho Power Co | 9191 | ID | 138
56592 | Idaho Wind Partners 1 LLC | 56443 | Tuana Gulch Wind Park | Section 19 Twp 7 Range 12 E | Hagerman | ID | 83332 | Twin Falls | 42.8369 | -114.9693 | WECC | IPCO | Idaho Power Company |  | 22 | NR | 2 | IPP Non-CHP |  | N |  | Y | 05-59-000 | N |  |  | X |  | Idaho Power Co | 9191 | ID | 138
49893 | Invenergy Services LLC | 56445 | Spindle Hill Energy Center | 6355 Weld County Rd 19 | Fort Lupton | CO | 80530 | Weld | 40.0922 | -104.8878 | WECC | PSCO | Public Service Company of Colorado | Town of Frederick | 22 | NR | 2 | IPP Non-CHP |  | N |  | N |  | N |  | N | X |  | Public Service Co of Colorado | 15466 | CO | 230 |  |  | Colorado State Gas
50123 | Leeward Asset Management, LLC | 56446 | Buena Vista Energy LLC | 7601 Byron Hot Springs Rd | Byron | CA | 94514 | Contra Costa | 37.805 | -121.6672 | WECC | CISO | California Independent System Operator | n/a | 22 | NR | 2 | IPP Non-CHP |  | N |  | Y | 86-391-001 | Y | 07-26-000 |  | X |  | Pacific Gas & Electric Co | 14328 | CA | 230
57170 | EDF Renewable Asset Holdings, Inc. | 56447 | Hawi Wind Farm | Upol 8 Road | Hawi | HI | 96719 | Hawaii | 20.2573 | -155.8504 | HICC |  |  |  | 22 | NR | 2 | IPP Non-CHP |  | N |  | N |  | N |  |  | X |  | Hawaii Electric Light Co Inc | 8287 | HI | 31.5
59155 | First Wind O&M, LLC | 56448 | Mars Hill Wind Farm Project | 34 Tower Road | Mars Hill | ME | 4758 | Aroostook | 46.5442 | -67.8111 | NPCC | NBSO | New Brunswick System Operator |  | 22 | NR | 2 | IPP Non-CHP | N | N |  | Y | 06-315 | Y | 06-11 | N | X |  | Emera Maine | 1179 | ME | 69
59155 | First Wind O&M, LLC | 56449 | Kaheawa Pastures Wind Farm | Maalaea | Maalaea | HI | 96753 | Maui | 20.8142 | -156.551 | HICC |  |  |  | 22 | NR | 2 | IPP Non-CHP | N | N |  | Y | QF05-71 | N |  | N | X |  | Maui Electric Co Ltd | 11843 | HI | 69
50123 | Leeward Asset Management, LLC | 56450 | GSG LLC | 2612 Shady Oaks Road | West Brooklyn | IL | 61378 | Lee | 41.6436 | -89.1731 | RFC | PJM | PJM Interconnection, LLC | n/a | 22 | NR | 2 | IPP Non-CHP |  | N |  | Y | 06-348-000 | Y | 06-83-000 |  | X |  | Commonwealth Edison Co | 4110 | IL | 34.5
50123 | Leeward Asset Management, LLC | 56451 | Allegheny Ridge Wind Farm | 1501 Gillespie Ave | Portage | PA | 15946 | Cambria | 40.3839 | -78.5794 | RFC | PJM | PJM Interconnection, LLC | n/a | 22 | NR | 2 | IPP Non-CHP |  | N |  | N |  | Y | 06-75-000 |  | X |  | Pennsylvania Electric Co | 14711 | PA | 230
56094 | Medicine Bow Fuel & Power LLC | 56452 | Medicine Bow Fuel & Power LLC | Near Medicine Bow | Medicine Bow | WY | 82329 | Carbon | 42.0461 | -106.1936 | WECC | WACM | Western Area Power Administration - Rocky Mountain Region | water wells | 22 | NR | 2 | IPP Non-CHP |  | N |  | N |  | N |  | N | X |  | Carbon Power & Light, Inc | 2998 | WY | 138
54866 | Robinson Power Company LLC | 56453 | Robinson Power Company LLC |  | Bulger | PA | 15019 | Washington | 40.4092 | -80.2981 | RFC | PJM | PJM Interconnection, LLC | PA AMERICAN WATER | 22 | NR | 2 | IPP Non-CHP |  | N |  | N |  | N |  | N |  |  | West Penn Power Company | 20387 | PA | 500 |  |  | NG
58905 | NRG Energy Services - Plum Point | 56456 | Plum Point Energy Station | 2732A South County Road 623 | Osceola | AR | 72370 | Mississippi | 35.6644 | -89.9489 | SERC | MISO | Midcontinent Independent Transmission System Operator, Inc.. | Mississippi River | 22 | NR | 2 | IPP Non-CHP |  | N |  | N |  | N |  | N | X |  | Entergy Arkansas Inc | 814 | AR | 500
54870 | FPL Energy Red Canyon LLC | 56457 | Post Wind Farm LP | 423 Country Road | Fluvanna | TX | 79517 | Borden | 32.9254 | -101.2194 | TRE | ERCO | Electric Reliability Council of Texas, Inc. |  | 22 | NR | 2 | IPP Non-CHP |  | N |  | N |  | N |  |  | X |  | Brazos Electric Power Coop Inc | 2172 |  | 138
54874 | Lea Power Partners LLC | 56458 | Hobbs Generating Station | 98 N. Twombly Lane | Hobbs | NM | 88242 | Lea | 32.7283 | -103.3094 | SPP | SWPP | Southwest Power Pool |  | 22 | NR | 2 | IPP Non-CHP |  | N |  | N |  | Y | 07-751-000 | N | X |  | Southwestern Public Service Co | 17718 | NM | 115 | 230 |  | Markwest Pinnacle Northern Natural Gas El Paso Natural Gas Co. Transwestern Pipeline Company, LLC
15399 | Avangrid Renewables Inc | 56459 | MinnDakota Wind LLC | 21006 486th Avenue | Ivanhoe | MN | 57026 | Lincoln | 44.2667 | -96.3444 | MRO | MISO | Midcontinent Independent Transmission System Operator, Inc.. |  | 22 | NR | 2 | IPP Non-CHP |  | N |  | N |  | Y | 06-81-000 |  | X |  | Northern States Power Co - Minnesota | 13781 | MN | 115
15399 | Avangrid Renewables Inc | 56460 | Twin Buttes Wind Project | 31965 county Road | Lamar | CO | 81052 | Bent | 37.6735 | -102.8622 | WECC | PSCO | Public Service Company of Colorado |  | 22 | NR | 2 | IPP Non-CHP |  | N |  | N |  | Y | 07-15-000 |  | X |  | Public Service Co of Colorado | 15466 | CO | 230
54878 | Oregon Environmental Industries LLC | 56461 | Dry Creek LFG to Energy Project | 6250 Dry Creek Road | Eagle Point | OR | 97524 | Jackson | 42.3844 | -122.7718 | WECC | PACW | PacifiCorp - West | Onsite Wells | 562212 | NR | 4 | Commercial Non-CHP |  | N |  | N |  | N |  | N | X |  | PacifiCorp | 14354 | OR | 20.8
7096 | City of Geneva- (IL) | 56462 | Geneva Generation Facility | 1717 Averill Road | Geneva | IL | 60134 | Kane | 41.8911 | -88.2711 | RFC | PJM | PJM Interconnection, LLC | Municipality | 22 | RE | 1 | Electric Utility |  | N |  | N |  | N |  | N | X |  | City of Geneva- (IL) | 7096 | IL | 12.47 |  |  | Northern Illinois Gas Company d/b/a Nicor Gas Company
40211 | Wabash Valley Power Assn, Inc | 56463 | Oak Ridge LFGTE | 2905 South 150 East | Logansport | IN | 46947 | CASS | 40.7213 | -86.3421 | RFC | MISO | Midcontinent Independent Transmission System Operator, Inc.. |  | 22 | RE | 1 | Electric Utility |  | N |  | N |  | N |  | N | X |  | City of Logansport - (IN) | 11142 | IN | 12.47
40211 | Wabash Valley Power Assn, Inc | 56464 | Jay County LFGTE | 5825 West 400 South | Portland | IN | 47371 | JAY | 40.3797 | -85.0882 | RFC | MISO | Midcontinent Independent Transmission System Operator, Inc.. |  | 22 | RE | 1 | Electric Utility |  | N |  | N |  | N |  | N | X |  | Jay County Rural E M C | 9666 | IN | 12.47
40211 | Wabash Valley Power Assn, Inc | 56465 | Liberty I & II LFGTE | 8635 State Road 16 East | Monticello | IN | 47960 | WHITE | 40.8856 | -86.7044 | RFC | MISO | Midcontinent Independent Transmission System Operator, Inc.. |  | 22 | RE | 1 | Electric Utility |  | N |  | N |  | N |  | N | X |  | Carroll-White REMC | 27599 | IN | 12.47
14354 | PacifiCorp | 56466 | Marengo Wind Plant | King Rd and Covello Rd | Dayton | WA | 99328 | Columbia | 46.3747 | -117.7772 | WECC | PACW | PacifiCorp - West |  | 22 | RE | 1 | Electric Utility |  | N |  | N |  | N |  |  | X |  | PacifiCorp | 14354 | WA | 230
54890 | Russell City Energy Company LLC | 56467 | Russell City Energy Center | 3862 Depot Road | Hayward | CA | 94545 | Alameda | 37.6347 | -122.1338 | WECC | CISO | California Independent System Operator | City of Hayward | 22 | NR | 2 | IPP Non-CHP |  | N |  | N |  | N |  | N | X |  | Pacific Gas & Electric Co | 14328 | CA | 230 |  |  | Pacific Gas & Electric Co
15399 | Avangrid Renewables Inc | 56468 | Klondike Windpower III | 99436 Klondike Lane | Wasco | OR | 97065 | Sherman | 45.5836 | -120.5042 | WECC | BPAT | Bonneville Power Administration |  | 22 | NR | 2 | IPP Non-CHP |  | N |  | N |  | Y | 06-9-000 |  | X |  | Bonneville Power Administration | 1738 | OR | 230
54894 | Roseburg Forest Products | 56469 | Roseburg Forest Products Biomass | 98 Mill Street | Weed | CA | 96094 | SISKIYOU | 41.4356 | -122.3769 | WECC | PACW | PacifiCorp - West | Spring Fed Igerna Pond | 321 | NR | 7 | Industrial CHP |  | Y | 06-242-000 | N |  | N |  | N | X |  | PacifiCorp | 14354 | CA | 13.8
15399 | Avangrid Renewables Inc | 56470 | Locust Ridge | 270 Brandonville Rd, PO Box134 | Mahanoy City | PA | 17948 | Schuylkill | 40.855 | -76.1292 | RFC | PJM | PJM Interconnection, LLC |  | 22 | NR | 2 | IPP Non-CHP |  | N |  | N |  | N |  |  | X |  | PPL Electric Utilities Corp | 14715 | PA | 69
17609 | Southern California Edison Co | 56471 | McGrath Peaker | 251 N. Harbor Blvd. | Oxnard | CA | 93035 | Ventura | 34.2056 | -119.2469 | WECC | CISO | California Independent System Operator | Municipality | 22 | RE | 1 | Electric Utility |  | N |  | N |  | N |  |  | X |  | Southern California Edison Co | 17609 | CA | 66 |  |  | Southern California Gas Pipeline
17609 | Southern California Edison Co | 56472 | Grapeland Peaker | 12208 6th Street | Rancho Cucamonga | CA | 91730 | San Bernardino | 34.0903 | -117.5343 | WECC | CISO | California Independent System Operator | Municipality | 22 | RE | 1 | Electric Utility |  | N |  | N |  | N |  |  | X |  | Southern California Edison Co | 17609 | CA | 66 |  |  | Southern California Gas Pipeline
17609 | Southern California Edison Co | 56473 | Mira Loma Peaker | 13568B S. Milliken Ave. | Ontario | CA | 91761 | SAN BERNARDINO | 34.0053 | -117.5604 | WECC | CISO | California Independent System Operator | Municipality | 22 | RE | 1 | Electric Utility |  | N |  | N |  | N |  |  | X |  | Southern California Edison Co | 17609 | CA | 66 |  |  | Southern California Gas Pipeline
17609 | Southern California Edison Co | 56474 | Barre Peaker | 10670 Dale Ave. | Stanton | CA | 90680 | ORANGE | 33.8073 | -117.9832 | WECC | CISO | California Independent System Operator | Municipality | 22 | RE | 1 | Electric Utility |  | N |  | N |  | N |  |  | X |  | Southern California Edison Co | 17609 | CA | 66 |  |  | Southern California Gas Pipeline
17609 | Southern California Edison Co | 56475 | Center Peaker | 10639 Firestone Blvd. | Norwalk | CA | 90650 | LOS ANGELES | 33.9296 | -118.1046 | WECC | CISO | California Independent System Operator | Municipality | 22 | RE | 1 | Electric Utility |  | N |  | N |  | N |  |  | X |  | Southern California Edison Co | 17609 | CA | 66 |  |  | Southern California Gas Pipeline
14328 | Pacific Gas & Electric Co | 56476 | Gateway Generating Station | 3225 Wilbur Avenue | Antioch | CA | 94509 | Contra Costa | 38.0175 | -121.7587 | WECC | CISO | California Independent System Operator | Municipality | 22 | RE | 1 | Electric Utility |  | N |  | N |  | N |  |  | X |  | Pacific Gas & Electric Co | 14328 | CA | 230 |  |  | Pacific Gas and Electric Company pipeline
12670 | Missouri Jnt Muni.Pwr Elec. Ut. Comm. | 56478 | MJMEUC Generating Station #1 | Inters. of Hwy 54 & 532nd St | Laddonia | MO | 63352 | Audrain | 39.2511 | -91.6401 | SERC | MISO | Midcontinent Independent Transmission System Operator, Inc.. |  | 22 | RE | 1 | Electric Utility |  | N |  | N |  | N |  | N | X |  | Union Electric Co - (MO) | 19436 | MO | 69 |  |  | Panhandle Eastern Pipe Line Company, LP
56215 | E ON Climate Renewables N America LLC | 56479 | Sand Bluff Wind Farm | 893 N. McDonald Rd | Big Spring | TX | 79720 | Glasscock | 31.9914 | -101.3026 | TRE | ERCO | Electric Reliability Council of Texas, Inc. |  | 22 | NR | 2 | IPP Non-CHP |  | N |  | N |  | Y | 07-33 |  | X |  | Oncor Electric Delivery Company LLC | 44372 | TX | 138
11740 | City of Marshfield - (WI) | 56480 | Marshfield Utilities Gas Plant | 2510 E. 34th Street | Marshfield | WI | 54449 | WOOD | 44.6347 | -90.1344 | MRO | MISO | Midcontinent Independent Transmission System Operator, Inc.. | Municipality | 22 | RE | 1 | Electric Utility |  | N |  | N |  | N |  | N | X |  | City of Marshfield - (WI) | 11740 | WI | 115 |  |  | Enbridge
54902 | SunE Alamosa1 LLC | 56481 | SunE Alamosa | 8900 Lane 8N | Hooper | CO | 81136 | Alamosa | 37.6903 | -105.8805 | WECC | PSCO | Public Service Company of Colorado | n/a | 22 | NR | 2 | IPP Non-CHP |  | N |  | Y | 07-159-000, 07-159-001 | N |  |  | X |  | Public Service Co of Colorado | 15466 | CO | 13.2
19728 | UNS Electric, Inc | 56482 | Black Mountain Generating Station | 6625 South Yuma Road | Golden Valley | AZ | 86413 | MOHAVE | 35.0361 | -114.1594 | WECC | TEPC | Tucson Electric Power Company | Wells | 22 | RE | 1 | Electric Utility |  | N |  | N |  | N |  | N | X |  | UNS Electric, Inc | 19728 | AZ | 69 |  |  | UNS Gas
54759 | Mesquite Wind LLC | 56483 | Post Oak Wind LLC | 299 FM 604 | Abilene | TX | 79601 | Shackelford | 32.5144 | -99.6564 | TRE | ERCO | Electric Reliability Council of Texas, Inc. |  | 22 | NR | 2 | IPP Non-CHP |  | N |  | N |  | Y | 07-38 |  | X |  | Oncor Electric Delivery Company LLC | 44372 | TX | 345
19740 | AES Wind Generation Inc | 56484 | Buffalo Gap 2 Wind Farm | 10718 FM 89 | Merkel | TX | 79536 | Nolan | 32.3182 | -100.177 | TRE | ERCO | Electric Reliability Council of Texas, Inc. |  | 22 | NR | 2 | IPP Non-CHP |  | N |  | N |  | N |  |  | X |  | AEP Texas Central Company | 3278 | TX | 34
15248 | Portland General Electric Co | 56485 | Biglow Canyon Wind Farm | 96900 Herin Lane | Wasco | OR | 97065 | Sherman | 45.6537 | -120.6034 | WECC | BPAT | Bonneville Power Administration |  | 22 | RE | 1 | Electric Utility |  | N |  | N |  | N |  | N | X |  | Bonneville Power Administration | 1738 | OR | 230
55907 | White Creek Wind 1 LLC | 56487 | White Creek Wind Farm | 1131 Dot Road | Roosevelt | WA | 99356 | Klickitat | 45.8155 | -120.3419 | WECC | BPAT | Bonneville Power Administration |  | 22 | NR | 2 | IPP Non-CHP |  | N |  | N |  | Y | 06-70-000 |  | X |  | PUD No 1 of Klickitat County | 10393 | WA | 230
55886 | Smoky Hills Wind Farm I LLC | 56488 | Smoky Hills Wind Project Phase I | 223 North Highway 14 | Lincoln | KS | 67455 | Lincoln | 38.8799 | -98.1602 | SPP | SWPP | Southwest Power Pool |  | 22 | NR | 2 | IPP Non-CHP |  | N |  | N |  | Y | 07-83-000 |  | X |  | Westar Energy Inc | 22500 | KS | 230
807 | Arkansas Electric Coop Corp | 56489 | Elkins Generating Center | 19481 Springston Ford Road | Elkins | AR | 72727 | Washington | 35.9714 | -94.0014 | SPP | SWPP | Southwest Power Pool |  | 22 | RE | 1 | Electric Utility |  | N |  | N |  | N |  | N | X |  | Ozarks Electric Coop Corp - (AR) | 14289 | AR | 69 |  |  | Sourcegas Arkansas Western Gas
11560 | City of Manassas - (VA) | 56491 | Dean Drive Area Electric Generators | 9723 Dean Drive | Manassas | VA | 20110 | MANASSAS CITY | 38.7486 | -77.4908 | SERC | PJM | PJM Interconnection, LLC |  | 22 | RE | 1 | Electric Utility |  | N |  | N |  | N |  | N | X |  | City of Manassas - (VA) | 11560 | VA | 13.2
49893 | Invenergy Services LLC | 56493 | Buffalo Mountain Energy Center | 1980 Windrock Rd | Oliver Springs | TN | 37840 | Anderson | 36.1271 | -84.3442 | SERC | TVA | Tennessee Valley Authority |  | 22 | NR | 2 | IPP Non-CHP | X | N |  | N |  | N |  | N | X |  | Tennessee Valley Authority | 18642 | TN | 161
54904 | High Prairie Wind Farm II LLC | 56494 | Prairie Star Wind Farm | 308 4th Ave NE | Grand Meadow | MN | 55936 | Mower | 43.6861 | -92.6272 | MRO | MISO | Midcontinent Independent Transmission System Operator, Inc.. |  | 22 | NR | 2 | IPP Non-CHP |  | N |  | N |  | Y | 07-19-000 |  | X |  | ITC Transmission | 56068 |  | 161
17058 | Shell Wind Energy Inc. | 56495 | NedPower Mount Storm | HC 76, Box 447 | Mount Storm | WV | 26739 | Grant | 39.2175 | -79.2094 | RFC | PJM | PJM Interconnection, LLC |  | 22 | NR | 2 | IPP Non-CHP | N | N |  | N |  | Y | 02-147000 | N | X |  | Virginia Electric & Power Co | 19876 | VA | 500
54916 | Phillips 66 Billings Refinery | 56496 | Phillips 66 Billings Refinery | 401 South 23rd Street | Billings | MT | 59101 | Yellowstone | 45.7769 | -108.4911 | WECC | NWMT | NorthWestern Energy (NWMT) | Municipality | 32411 | NR | 6 | Industrial Non-CHP |  | N |  | N |  | N |  | N | X |  | NorthWestern Energy - (SD) | 13809 | SD | 100 |  |  | Two NG pipelines/suppliers - Northwestern Energy and Williston Basin Incorporated (WBI)
12524 | Midwest Energy Inc | 56497 | Goodman Energy Center | 1713 230th Ave. | Hays | KS | 67601 | Ellis | 38.9303 | -99.3617 | SPP | SWPP | Southwest Power Pool | River | 22 | RE | 1 | Electric Utility |  | N |  | N |  | N |  | N | X |  | Midwest Energy Inc | 12524 | KS | 115 |  |  | Southern Star
1932 | Boise-Kuna Irrigation District | 56498 | Mora Drop Hydroelectric Project | 3100 South McDermett Road | Kuna | ID | 83634 | Ada | 43.46 | -116.4725 | WECC | IPCO | Idaho Power Company | Mora Canal | 22 | NR | 2 | IPP Non-CHP |  | N |  | Y | 34-03-000 | N |  |  | X |  | Idaho Power Co | 9191 | ID | 34.5
55704 | Tiber Montana LLC | 56499 | Tiber Dam Hydroelectric Plant | Tiber Dam | Chester | MT | 59522 | LIBERTY | 48.318 | -111.1018 | WECC | WAUW | Western Area Power Administration UGP West | Marias River | 22 | NR | 2 | IPP Non-CHP |  | N |  | N |  | N |  |  | X |  | WAPA-- Western Area Power Administration | 27000 | MT | 115
55710 | Barrick Goldstrike Mines Inc | 56500 | Western 102 Power Plant | 2555 Waltham Way | McCarran | NV | 89434 | Storey | 39.5603 | -119.5108 | WECC | NEVP | Nevada Power Company |  | 2122 | NR | 6 | Industrial Non-CHP | N | N |  | N |  | N |  | N | X |  | Sierra Pacific Power Co | 17166 | NV | 120 |  |  | Tuscarora Pipeline
12341 | MidAmerican Energy Co | 56501 | Pomeroy Wind Farm | 13411 630th St | Fonda | IA | 50540 | Pocahontas | 42.5842 | -94.7467 | MRO | MISO | Midcontinent Independent Transmission System Operator, Inc.. |  | 22 | RE | 1 | Electric Utility |  | N |  | N |  | N |  |  | X |  | MidAmerican Energy Co | 12341 | IA | 161
22500 | Westar Energy Inc | 56502 | Emporia Energy Center | 1685 Road 200 | Emporia | KS | 66801 | Lyon | 38.4459 | -96.0652 | SPP | SWPP | Southwest Power Pool | rural water district | 22 | RE | 1 | Electric Utility |  | N |  | N |  | N |  | N | X |  | Westar Energy Inc | 22500 | KS | 345 |  |  | Southern Star
21158 | City of Zeeland - (MI) | 56503 | Riley Generating Station | 8943 Riley | Zeeland | MI | 49464 | OTTAWA | 42.8333 | -86.0053 | RFC | MISO | Midcontinent Independent Transmission System Operator, Inc.. |  | 22 | RE | 1 | Electric Utility |  | N |  | N |  | N |  | N | X |  | City of Zeeland - (MI) | 21158 | MI | 12.4 |  |  | SEMCO Energy Gas
21158 | City of Zeeland - (MI) | 56504 | Municipal Power Plant | 495 W. Main | Zeeland | MI | 49464 | OTTAWA | 42.8129 | -86.0335 | RFC | MISO | Midcontinent Independent Transmission System Operator, Inc.. |  | 22 | RE | 1 | Electric Utility |  | N |  | N |  | N |  | N | X |  | City of Zeeland - (MI) | 21158 | MI | 12.4 |  |  | SEMCO Energy Gas
9879 | City Water and Light Plant | 56505 | Jonesboro City Water & Light Plant | 1400 Hanley Drive | Jonesboro | AR | 72403 | Craighead | 35.8486 | -90.7254 | SPP | MISO | Midcontinent Independent Transmission System Operator, Inc.. | Municipality | 22 | RE | 1 | Electric Utility |  | N |  | N |  | N |  | N | X |  | City Water and Light Plant | 9879 | AR | 69 |  |  | Jonesboro City Water & Light
49893 | Invenergy Services LLC | 56506 | Scurry County Wind LP | 6543 E Hwy 180 | Snyder | TX | 79549 | Scurry | 32.7204 | -100.9952 | TRE | ERCO | Electric Reliability Council of Texas, Inc. |  | 22 | NR | 2 | IPP Non-CHP | X | N |  | N |  | N |  | N | X |  | Oncor Electric Delivery Company LLC | 44372 | TX | 138
54911 | Tesoro Refng Marketing Co Mntn Region | 56509 | Tesoro SLC Cogeneration Plant | 474 West, 900 North | Salt Lake City | UT | 84103 | Salt Lake | 40.7931 | -111.9038 | WECC | PACE | PacifiCorp - East | Municipality | 32411 | NR | 7 | Industrial CHP |  | Y | 03-98-000 | N |  | N |  |  | X |  | PacifiCorp | 14354 | UT | 46 |  |  | Questar Gas Company
57249 | EPP Renewable Energy | 56510 | Frey Farm Landfill | 3049 River Road | Conestoga | PA | 17516 | Lancaster | 39.9589 | -76.4442 | RFC | PJM | PJM Interconnection, LLC |  | 22 | NR | 3 | IPP CHP |  | N |  | N |  | N |  | N | X |  | PPL Electric Utilities Corp | 14715 | PA | 12.47
57249 | EPP Renewable Energy | 56511 | Pennsauken Landfill | 9600 River Road | Pennsauken | NJ | 8110 | Camden | 39.9894 | -75.04 | RFC | PJM | PJM Interconnection, LLC |  | 22 | NR | 2 | IPP Non-CHP |  | N |  | N |  | N |  | N | X |  | Public Service Elec & Gas Co | 15477 | NJ | 26.4
57249 | EPP Renewable Energy | 56512 | GLRA Landfill | 1610 Russell Road | Lebanon | PA | 17046 | Lebanon | 40.3664 | -76.4931 | RFC | PJM | PJM Interconnection, LLC |  | 22 | NR | 2 | IPP Non-CHP |  | N |  | N |  | N |  | N | X |  | Metropolitan Edison Co | 12390 | PA | 13.2
57249 | EPP Renewable Energy | 56513 | Whitemarsh Central Utility Plant | 4000 Fox Hound Drive | Lafayette Hill | PA | 19444 | Montgomery | 40.0975 | -75.2428 | RFC | PJM | PJM Interconnection, LLC |  | 22 | NR | 3 | IPP CHP |  | N |  | N |  | N |  |  | X |  | PECO Energy Co | 14940 | PA | 13.2 |  |  | PECO Distribution Line
19547 | Hawaiian Electric Co Inc | 56514 | Kalaeoloa Pole Yard DG | 91 - 111 Kalaeloa Blvd | Kapolei | HI | 96707 | Honolulu | 21.3014 | -158.0958 | HICC |  |  |  | 22 | RE | 1 | Electric Utility |  | N |  | N |  | N |  |  | X |  | Hawaiian Electric Co Inc | 19547 | HI | 12
19547 | Hawaiian Electric Co Inc | 56515 | CEIP Substation Distributed Generation | 91 -55 Kalaeloa Blvd | Kapolei | HI | 96707 | HONOLULU | 21.3278 | -158.0964 | HICC |  |  |  | 22 | RE | 1 | Electric Utility |  | N |  | N |  | N |  |  | X |  | Hawaiian Electric Co Inc | 19547 | HI | 12
15142 | Plains End Operating Services LLC | 56516 | Plains End II LLC | 8950 Highway 93 | Arvada | CO | 80007 | Jefferson | 39.8586 | -105.2256 | WECC | PSCO | Public Service Company of Colorado |  | 22 | NR | 2 | IPP Non-CHP |  | N |  | N |  | Y | 07-3-000 | N | X |  | Public Service Co of Colorado | 15466 | CO | 230 |  |  | PSCo
15180 | City of Pocahontas - (IA) | 56517 | West Diesel Generation Unit | 400 SE Railroad Street | Pocahontas | IA | 50574 | POCAHONTAS | 42.7303 | -94.6644 | MRO | MISO | Midcontinent Independent Transmission System Operator, Inc.. | Self contained | 22 | RE | 1 | Electric Utility |  | N |  | N |  | N |  |  | X |  | City of Pocahontas - (IA) | 15180 | IA | 69
6909 | Gainesville Regional Utilities | 56518 | South Energy Center | 1390 SW 14th Avenue | Gainesville | FL | 32608 | Alachua | 29.6383 | -82.34 | FRCC | GVL | Gainesville Regional Utilities | Municipality | 22 | RE | 1 | Electric Utility |  | N |  | N |  | N |  | N | X |  | Gainesville Regional Utilities | 6909 | FL | 12.47 |  |  | Florida Gas Transmission
16558 | City of Salem - (VA) | 56519 | Salem Electric Department | 730 West Main St. | Salem | VA | 24153 | Salem City | 37.2894 | -80.07 | RFC | PJM | PJM Interconnection, LLC |  | 22 | RE | 1 | Electric Utility |  | N |  | N |  | N |  | N | X |  | City of Salem - (VA) | 16558 | VA | 12.47
54842 | WM Renewable Energy LLC | 56520 | Deertrack Park Gas Recovery | N6756 Waldman Lane | Watertown | WI | 53094 | Jefferson | 43.09 | -88.7397 | RFC | MISO | Midcontinent Independent Transmission System Operator, Inc.. |  | 22 | NR | 2 | IPP Non-CHP |  | N |  | Y | 05-156-000 | N |  | N | X |  | Wisconsin Electric Power Co | 20847 | WI | 25
54842 | WM Renewable Energy LLC | 56521 | Lake Mills Gas Recovery | 21265 430th Street | Lake Mills | IA | 50450 | Winnebago | 43.3864 | -93.5589 | MRO | MISO | Midcontinent Independent Transmission System Operator, Inc.. |  | 22 | NR | 2 | IPP Non-CHP |  | N |  | Y | 05-157 | N |  | N | X |  | Heartland Power Coop | 8319 | IA | 7
54842 | WM Renewable Energy LLC | 56522 | Springhill Gas Recovery Plant | 4945 Highway 273 | Campbellton | FL | 32426 | JACKSON | 30.9283 | -85.4261 | FRCC | AEC | PowerSouth Energy Cooperative |  | 22 | NR | 2 | IPP Non-CHP |  | N |  | Y | 05-161-000 | N |  | N | X |  | West Florida El Coop Assn, Inc | 20371 | FL | 26
54842 | WM Renewable Energy LLC | 56523 | Two Pine Landfill Gas Recovery | 100 Two Pine Dr | North Little Rock | AR | 72117 | PULASKI | 34.8332 | -92.1571 | SERC | MISO | Midcontinent Independent Transmission System Operator, Inc.. |  | 22 | NR | 2 | IPP Non-CHP |  | N |  | Y | 05-159 | N |  | N | X |  | Entergy Arkansas Inc | 814 | AR | 14
54842 | WM Renewable Energy LLC | 56524 | Austin Gas Recovery | 9900 Giles Rd | Austin | TX | 78754 | Travis | 30.3344 | -97.6217 | TRE | ERCO | Electric Reliability Council of Texas, Inc. |  | 22 | NR | 2 | IPP Non-CHP |  | N |  | Y | 08-40 | N |  | N | X |  | Austin Energy | 1015 | TX | 12
54842 | WM Renewable Energy LLC | 56525 | Timberline Trail Gas Recovery | N4581 Hutchinson Rd | Weyerhaeser | WI | 54895 | RUSK | 45.4533 | -91.3583 | MRO | MISO | Midcontinent Independent Transmission System Operator, Inc.. |  | 22 | NR | 2 | IPP Non-CHP |  | N |  | Y | 05-158 | N |  | N | X |  | Dairyland Power Coop | 4716 |  | 12
54842 | WM Renewable Energy LLC | 56526 | Chaffee Gas Recovery | 10860 Olean Rd | Chaffee | NY | 14030 | Erie | 42.5831 | -78.4864 | NPCC | NYIS | New York Independent System Operator |  | 22 | NR | 2 | IPP Non-CHP |  | N |  | Y | 07-175 | N |  | N | X |  | New York State Elec & Gas Corp | 13511 | NY | 35
54842 | WM Renewable Energy LLC | 56527 | Fitchburg Gas Recovery | Fitchburg Rd, Route 31 | Westminister | MA | 1473 | Worcester | 42.5354 | -71.8481 | NPCC | ISNE | ISO New England Inc. |  | 22 | NR | 2 | IPP Non-CHP |  | N |  | Y | 08-622-001 | N |  | N | X |  | NSTAR Electric Company | 54913 | MA | 14
54842 | WM Renewable Energy LLC | 56528 | Skyline Gas Recovery | 1201 North Central Ave | Ferris | TX | 75125 | Dallas | 32.5397 | -96.6653 | TRE | ERCO | Electric Reliability Council of Texas, Inc. |  | 22 | NR | 2 | IPP Non-CHP |  | N |  | Y | 07-136 | N |  | N | X |  | Oncor Electric Delivery Company LLC | 44372 | TX | 12
54842 | WM Renewable Energy LLC | 56529 | Five Oaks Gas Recovery | 800 East 1500 North Rd | Taylorville | IL | 62568 | Christian | 39.5678 | -89.3683 | SERC | MISO | Midcontinent Independent Transmission System Operator, Inc.. |  | 22 | NR | 2 | IPP Non-CHP |  | N |  | Y | 07-291-000 | N |  | N | X |  | Ameren Illinois Company | 56697 | IL | 69
54842 | WM Renewable Energy LLC | 56530 | DADS Gas Recovery | 3500 South Gun Club Rd | Aurora | CO | 80018 | Arapahoe | 39.6522 | -104.7161 | WECC | PSCO | Public Service Company of Colorado |  | 22 | NR | 2 | IPP Non-CHP |  | N |  | Y | 08-606-000 | N |  | N | X |  | Public Service Co of Colorado | 15466 | CO | 14
54842 | WM Renewable Energy LLC | 56531 | Waste Management Bethel LFGTE | 100 North Park Lane | Hampton | VA | 23666 | HAMPTON CITY | 37.0764 | -76.4444 | SERC | PJM | PJM Interconnection, LLC |  | 22 | NR | 2 | IPP Non-CHP |  | N |  | Y | 07-71 | N |  | N | X |  | Virginia Electric & Power Co | 19876 | VA | 35
14328 | Pacific Gas & Electric Co | 56532 | Colusa Generating Station | 5025 Delevan Road | Maxwell | CA | 95955 | Colusa | 39.3661 | -122.27 | WECC | CISO | California Independent System Operator | Tehama Canal | 22 | RE | 1 | Electric Utility |  | N |  | N |  | N |  |  | X |  | Pacific Gas & Electric Co | 14328 | CA | 230 |  |  | Pacific Gas and Electric Company pipeline
55733 | Waste Management Energy Solutions Inc | 56533 | Bradley Gas Recovery | 9081 Tujunga Rd | Sun Valley | CA | 91352 | Los Angeles | 34.2356 | -118.3806 | WECC | LDWP | Los Angeles Department of Water and Power |  | 22 | NR | 2 | IPP Non-CHP |  | N |  | Y | 04-69 | N |  | N | X |  | Los Angeles City of | 11208 | CA | 4
55733 | Waste Management Energy Solutions Inc | 56534 | El Sobrante Gas Recovery | 10910 Dawson Canyon Rd | Corona | CA | 91719 | Riverside | 33.7938 | -117.4751 | WECC | CISO | California Independent System Operator |  | 22 | NR | 2 | IPP Non-CHP |  | N |  | Y | 04-70 | N |  | N | X |  | Southern California Edison Co | 17609 | CA | 4
55733 | Waste Management Energy Solutions Inc | 56535 | Waste Management Simi Valley LFGTE | 2801 Madera Rd | Simi Valley | CA | 93065 | VENTURA | 34.2822 | -118.7944 | WECC | CISO | California Independent System Operator |  | 22 | NR | 2 | IPP Non-CHP |  | N |  | Y | 04-71 | N |  | N | X |  | Southern California Edison Co | 17609 | CA | 4
55734 | Cow Branch | 56536 | Cow Branch Wind Power LLC | Intersection AA Hwy & Y Hwy | Rock Port | MO | 64482 | Atchison | 40.4535 | -95.4683 | SERC | AECI | Associated Electric Cooperative, Inc. |  | 22 | NR | 2 | IPP Non-CHP |  | N |  | Y | 07-253-000 | Y | 06-44-000 |  | X |  | Atchison-Holt Electric Coop | 942 | MO | 69
55735 | Conception | 56537 | CR Clearing LLC | Hwy 136 | Barnard | MO | 64423 | Nodaway | 40.2572 | -94.6722 | SERC | AECI | Associated Electric Cooperative, Inc. |  | 22 | NR | 2 | IPP Non-CHP |  | N |  | Y | 07-248-000 | N |  |  | X |  | United Electric Coop, Inc - (MO) | 22646 | MO | 69
55736 | Loess Hills | 56538 | Loess Hills Wind Farm LLC | East of I 29 and Hwy 136 | Rock Port | MO | 64482 | Atchison | 40.4144 | -95.54 | SERC | AECI | Associated Electric Cooperative, Inc. |  | 22 | NR | 2 | IPP Non-CHP |  | N |  | Y | 07-241-000 | Y | 07-11-000 |  | X |  | Atchison-Holt Electric Coop | 942 | MO | 12.4
9267 | Hoosier Energy R E C, Inc | 56539 | Clark-Floyd Landfill Gas Generating | 14304 State Rd. 60 | Borden | IN | 47106 | Clark | 38.4564 | -85.8375 | RFC | MISO | Midcontinent Independent Transmission System Operator, Inc.. |  | 22 | RE | 1 | Electric Utility |  | N |  | N |  | N |  | N | X |  | Clark County Rural E M C - (IN) | 22822 | IN | 12
34691 | Ormat Nevada Inc | 56540 | Galena 2 Geothermal Power Plant | 20590 Wedge Parkway | Reno | NV | 89511 | Washoe | 39.3732 | -119.7645 | WECC | NEVP | Nevada Power Company | Wells | 22 | NR | 2 | IPP Non-CHP |  | N |  | Y | 87-383-005 | N |  |  | X |  | Sierra Pacific Power Co | 17166 | NV | 120
34691 | Ormat Nevada Inc | 56541 | Galena 3 Geothermal Power Plant | 1010 Power Plant Drive | Reno | NV | 89521 | Washoe | 39.3887 | -119.7489 | WECC | NEVP | Nevada Power Company | Wells | 22 | NR | 2 | IPP Non-CHP |  | N |  | Y | 08-129-000 | N |  |  | X |  | Sierra Pacific Power Co | 17166 | NV | 120
219 | Alaska Power and Telephone Co | 56542 | Kasidaya Creek Hydro | Near Kasidaya Creek | Skagway | AK | 99840 | Skagway Hoonah Angoon | 59.4072 | -135.3408 | ASCC |  |  | Kawidaya Creek | 22 | RE | 1 | Electric Utility |  | N |  | N |  | N |  | N | X |  | Alaska Power and Telephone Co | 219 | AK | 34.5
59883 | NRG Energy Gas & Wind Holdings Inc | 56543 | Eastridge Wind Project | 401 Lone Tree Street | Porter | MN | 56280 | Murray | 43.9358 | -95.9222 | MRO | MISO | Midcontinent Independent Transmission System Operator, Inc.. |  | 22 | NR | 2 | IPP Non-CHP |  | N |  | N |  | Y | 05-95-000 |  | X |  | Northern States Power Co - Minnesota | 13781 | MN | 69
59883 | NRG Energy Gas & Wind Holdings Inc | 56544 | Windom Wind Project | 50601 365th Street | Bingham Lake | MN | 56118 | Cottonwood | 43.9578 | -95.1306 | MRO | MISO | Midcontinent Independent Transmission System Operator, Inc.. |  | 22 | NR | 2 | IPP Non-CHP |  | N |  | Y | 06-45-000,40,3,41,46,47,43,42,44,38,39,49 | N |  |  | X |  | Interstate Power and Light Co | 9417 | MN | 69
16921 | City of Seneca - (SC) | 56545 | Seneca City of | 250 East North Second St | Seneca | SC | 29678 | OCONEE | 34.6875 | -82.9525 | SERC | DUK | Duke Energy Carolinas |  | 22 | RE | 1 | Electric Utility |  | N |  | N |  | N |  | N | X |  | City of Seneca - (SC) | 16921 | SC | 12.47
13630 | North Carolina Mun Power Agny #1 | 56546 | Cornelius Delivery No 1 | 20120 Zion St. | Cornelius | NC | 28031 | Mecklenburg | 35.4869 | -80.8558 | SERC | DUK | Duke Energy Carolinas |  | 22 | RE | 1 | Electric Utility |  | N |  | N |  | N |  | N | X |  | Town of Cornelius - (NC) | 4365 | NC | 12.47
13630 | North Carolina Mun Power Agny #1 | 56547 | Bostic Delivery No 2 | Harril St. | Bostic | NC | 28018 | Rutherford | 35.3619 | -81.8344 | SERC | DUK | Duke Energy Carolinas |  | 22 | RE | 1 | Electric Utility |  | N |  | N |  | N |  | N | X |  | Town of Bostic - (NC) | 1987 | NC | 12.47
13630 | North Carolina Mun Power Agny #1 | 56548 | Drexel Operations Center | 705 Park Avenue | Drexel | NC | 28619 | Burke | 35.7481 | -81.6072 | SERC | DUK | Duke Energy Carolinas |  | 22 | RE | 1 | Electric Utility |  | N |  | N |  | N |  | N | X |  | Town of Drexel - (NC) | 5372 | NC | 12.47
13630 | North Carolina Mun Power Agny #1 | 56549 | Granite Falls Walmart | New Farm Rd. | Granite Falls | NC | 28630 | Caldwell | 35.7811 | -81.3928 | SERC | DUK | Duke Energy Carolinas |  | 22 | RE | 1 | Electric Utility |  | N |  | N |  | N |  | N | X |  | Town of Granite Falls - (NC) | 7496 | NC | 12.47
13630 | North Carolina Mun Power Agny #1 | 56550 | Huntersville Delivery No 2 | 12000 Old Statesville Rd. | Huntersville | NC | 28078 | Mecklenburg | 35.3833 | -80.8328 | SERC | DUK | Duke Energy Carolinas |  | 22 | RE | 1 | Electric Utility |  | N |  | N |  | N |  | N | X |  | Town of Huntersville - (NC) | 9087 | NC | 12.47
13630 | North Carolina Mun Power Agny #1 | 56551 | Landis Delivery No 2 | 420 South Chapel Street | Landis | NC | 28088 | Rowan | 35.5406 | -80.6117 | SERC | DUK | Duke Energy Carolinas |  | 22 | RE | 1 | Electric Utility |  | N |  | N |  | N |  | N | X |  | Town of Landis - (NC) | 10669 | NC | 12.47
13630 | North Carolina Mun Power Agny #1 | 56552 | Statesville Delivery No 3 | 402 Signal Hill Drive | Statesville | NC | 28625 | Iredell | 35.7972 | -80.8542 | SERC | DUK | Duke Energy Carolinas |  | 22 | RE | 1 | Electric Utility |  | N |  | N |  | N |  | N | X |  | City of Statesville - (NC) | 18022 | NC | 25
12944 | City of Morganton - (NC) | 56553 | Catawba River Pollution Control | 1000 Vine Arden Rd. | Morganton | NC | 28655 | Burke | 35.7766 | -81.6643 | SERC | DUK | Duke Energy Carolinas |  | 22132 | RE | 4 | Commercial Non-CHP |  | N |  | N |  | N |  |  | X |  | City of Morganton - (NC) | 12944 | NC | 12.47
56355 | LES Project Holdings LLC | 56554 | Salt Lake Energy Systems | 6030 W. California Avenue | Salt Lake City | UT | 84104 | Salt Lake | 40.7461 | -112.0339 | WECC | PACE | PacifiCorp - East |  | 22 | NR | 2 | IPP Non-CHP |  | N |  | Y | 06-170 | N |  |  | X |  | PacifiCorp | 14354 | UT | 13.2
55737 | Wind Capital Holdings LLC | 56555 | Wind Capital Holdings LLC | Hwy 169 | King City | MO | 64463 | Gentry | 40.1006 | -94.4869 | SERC | AECI | Associated Electric Cooperative, Inc. |  | 22 | NR | 2 | IPP Non-CHP |  | N |  | Y | 07-222-000 | Y | 06-43-000 |  | X |  | United Electric Coop, Inc - (MO) | 22646 | MO | 161
55772 | Paducah Power System | 56556 | PPS Power Plant No 1 | 4801 Schneidman Road | Paducah | KY | 42003 | McCracken | 37.0339 | -88.6159 | SERC | LGEE | LG&E and KU Services Company as agent for Louisville Gas and Electric Company and Kentucky Utilities | City Water | 22 | RE | 1 | Electric Utility |  | N |  | N |  | N |  | N | X |  | Kentucky Utilities Co | 10171 | KY | 161 |  |  | Texas Gas
55838 | EXC Wind 1 | 56557 | EXC Wind 1 LLC | 15195 Hwy 136 | Gruver | TX | 79040 | Hansford | 36.4983 | -101.4958 | SPP | SWPP | Southwest Power Pool |  | 22 | NR | 2 | IPP Non-CHP |  | N |  | Y | 05-116-000 | N |  |  | X |  | Southwestern Public Service Co | 17718 | TX | 35
55837 | EXC Wind 2 | 56558 | EXC Wind 2 LLC | 15198 County Rd. 9 | Gruver | TX | 79040 | Hansford | 36.4886 | -101.4597 | SPP | SWPP | Southwest Power Pool |  | 22 | NR | 2 | IPP Non-CHP |  | N |  | Y | 05-116-000 | N |  |  | X |  | Southwestern Public Service Co | 17718 | TX | 34.5
55836 | EXC Wind 3 | 56559 | EXC Wind 3 LLC | 14790 Hwy 207 | Gruver | TX | 79040 | Hansford | 36.4417 | -101.3497 | SPP | SWPP | Southwest Power Pool |  | 22 | NR | 2 | IPP Non-CHP |  | N |  | Y | 05-115-000 | N |  |  | X |  | Southwestern Public Service Co | 17718 | TX | 34.5
55835 | EXC Wind 4 | 56560 | EXC Wind 4 LLC | Near HWY 136 | Gruver | TX | 79081 | Hansford | 36.4144 | -101.3864 | SPP | SWPP | Southwest Power Pool |  | 22 | NR | 2 | IPP Non-CHP |  | N |  | Y | 03-13-000 | N |  |  | X |  | Southwestern Public Service Co | 17718 | TX | 115
55834 | EXC Wind 5 | 56561 | EXC Wind 5 LLC | Near HWY 54 | Texhoma | TX | 73949 | Sherman | 36.4453 | -101.8761 | SPP | SWPP | Southwest Power Pool |  | 22 | NR | 2 | IPP Non-CHP |  | N |  | Y | 06-289-000 | N |  |  | X |  | Southwestern Public Service Co | 17718 | TX | 34.5
55833 | EXC Wind 6 | 56562 | EXC Wind 6 LLC | 15090 FM 119 | Texhoma | TX | 73949 | Sherman | 36.4669 | -101.8222 | SPP | SWPP | Southwest Power Pool |  | 22 | NR | 2 | IPP Non-CHP |  | N |  | Y | 06-290-001 | N |  |  | X |  | Southwestern Public Service Co | 17718 | TX | 34.5
55785 | FPL Peetz Table Wind Energy | 56563 | Peetz Table Wind Energy | 9500 County Rd. 78 | Peetz | CO | 80747 | Logan | 40.986 | -103.436 | WECC | PSCO | Public Service Company of Colorado |  | 22 | NR | 2 | IPP Non-CHP |  | N |  | N |  | Y | 07-875-000 |  | X |  | Public Service Co of Colorado | 15466 | CO | 230
17698 | Southwestern Electric Power Co | 56564 | John W Turk Jr Power Plant | 3711 Highway 355 S | Fulton | AR | 71838 | HEMPSTEAD | 33.6497 | -93.8119 | SPP | SWPP | Southwest Power Pool | Red River | 22 | RE | 1 | Electric Utility |  | N |  | N |  | N |  | N | X |  | Southwestern Electric Power Co | 17698 | AR | 345 |  |  | NGPL
17698 | Southwestern Electric Power Co | 56565 | J Lamar Stall Unit | 520 North Allen | Shreveport | LA | 71101 | Caddo | 32.5195 | -93.7601 | SPP | SWPP | Southwest Power Pool | Cross Bayou | 22 | RE | 1 | Electric Utility |  | N |  | N |  | N |  | N | X |  | Southwestern Electric Power Co | 17698 | LA | 345 |  |  | Enable Gas Transmission (EGT)
918 | City of Aspen- (CO) | 56566 | Castle Creek Hydroplant | 1080 Power Plant Road | Aspen | CO | 81611 | Pitkin | 39.195 | -106.835 | WECC | PSCO | Public Service Company of Colorado | Castle and Maroon Creeks | 22 | RE | 1 | Electric Utility |  | N |  | N |  | N |  |  | X |  | Holy Cross Electric Assn, Inc | 8773 | CO | 25
56203 | Solar Star NAFB LLC | 56568 | Nellis Air Force Base Solar Array | North Las Vegas Blvd | Las Vegas | NV | 89191 | CLARK | 36.2603 | -115.0544 | WECC | NEVP | Nevada Power Company |  | 928 | NR | 4 | Commercial Non-CHP | N | N |  | Y | 07-173 | N |  |  | X |  | Nevada Power Co | 13407 | NV | 12.47
9216 | Imperial Irrigation District | 56569 | Niland Gas Turbine Plant | 402 East Beal Road | Niland | CA | 92257 | IMPERIAL | 33.2388 | -115.5045 | WECC | IID | Imperial Irrigation District | Municipality | 22 | RE | 1 | Electric Utility |  | N |  | N |  | N |  | N | X |  | Imperial Irrigation District | 9216 | CA | 92 |  |  | Southern California Gas Company L-6902, L-6001
2770 | Terra-Gen Operating Co LLC | 56570 | Terra-Gen VG Wind LLC | 13000 Jameson Road | Tehachapi | CA | 93561 | Kern | 35.1161 | -118.3789 | WECC | CISO | California Independent System Operator |  | 22 | NR | 2 | IPP Non-CHP |  | N |  | Y | 99-92-001 | N |  |  | X |  | Southern California Edison Co | 17609 | CA | 66.6
55796 | Eastern Landfill Gas LLC | 56571 | Eastern Landfill Gas LLC | Days Cove Road | White Marsh | MD | 21162 | BALTIMORE | 39.3908 | -76.4042 | RFC | PJM | PJM Interconnection, LLC |  | 22 | NR | 2 | IPP Non-CHP |  | N |  | N |  | Y | 05-1054-000 | N | X |  | Baltimore Gas & Electric Co | 1167 | MD | 34.5
55795 | Bethlehem Renewable Energy LLC | 56572 | Bethlehem Renewable Energy LLC | 2335 Applebutter Road | Bethlehem | PA | 18015 | NORTHAMPTON | 40.6216 | -75.3102 | RFC | PJM | PJM Interconnection, LLC |  | 22 | NR | 2 | IPP Non-CHP |  | N |  | N |  | Y | 06-657-001 | N | X |  | PPL Electric Utilities Corp | 14715 | PA | 12
54799 | FPL Energy Oliver County Wind II LLC | 56573 | FPL Energy Oliver Wind II LLC | 1851 33rd Ave; SW | Center | ND | 58530 | Oliver | 47.1528 | -101.1977 | MRO | MISO | Midcontinent Independent Transmission System Operator, Inc.. |  | 22 | NR | 2 | IPP Non-CHP |  | N |  | N |  | N |  |  | X |  | ALLETE, Inc. | 12647 | MN | 230
59155 | First Wind O&M, LLC | 56575 | Steel Winds Wind Farm | 1951 Hamburg Turnpike | Lackawanna | NY | 12418 | Erie | 42.8167 | -78.8675 | NPCC | NYIS | New York Independent System Operator |  | 22 | NR | 2 | IPP Non-CHP | N | N |  | Y | QF07-39 | Y | 13-15 | N | X |  | Niagara Mohawk Power Corp. | 13573 | NY | 115
55832 | Cowell | 56577 | Shane's Wind Machine | 1631 211th Street | Ruthton | MN | 56170 | Pipestone | 44.1508 | -96.1361 | MRO | MISO | Midcontinent Independent Transmission System Operator, Inc.. |  | 22 | NR | 2 | IPP Non-CHP |  | N |  | Y | 07-247-000 | N |  |  | X |  | Northern States Power Co - Minnesota | 13781 | MN | 34.5
56808 | Norgard 1 | 56578 | Roadrunner I LLC | 1642 116th Avenue | Lake Benton | MN | 56149 | Lincoln | 44.2906 | -96.4333 | MRO | MISO | Midcontinent Independent Transmission System Operator, Inc.. |  | 22 | NR | 2 | IPP Non-CHP |  | N |  | Y | 07-236-000 | Y | 05-42-000 |  | X |  | Northern States Power Co - Minnesota | 13781 | MN | 35
56808 | Norgard 1 | 56579 | Windy Dog I LLC | 1612 116th Ave | Lake Benton | MN | 56149 | Lincoln | 44.2851 | -96.4257 | MRO | MISO | Midcontinent Independent Transmission System Operator, Inc.. |  | 22 | NR | 2 | IPP Non-CHP |  | N |  | Y | 07-240-000 | Y | 05-43-000 |  | X |  | Northern States Power Co - Minnesota | 13781 | MN | 34
56807 | Moore 1 | 56580 | Blue Breezes LLC | 11751 357th Ave. | Blue Earth | MN | 56013 | Faribault | 43.6558 | -94.1536 | MRO | MISO | Midcontinent Independent Transmission System Operator, Inc.. |  | 22 | NR | 2 | IPP Non-CHP |  | N |  | Y | 07-242-000 | Y | 05-68-000 |  | X |  | Blue Earth Light & Water | 1883 | MN | 12.5
56807 | Moore 1 | 56581 | Blue Breezes II LLC | 11751 357th Ave. | Blue Earth | MN | 56013 | Faribault | 43.6558 | -94.1564 | MRO | MISO | Midcontinent Independent Transmission System Operator, Inc.. |  | 22 | NR | 2 | IPP Non-CHP |  | N |  | Y | 07-243-000 | Y | 05-67-000 |  | X |  | Blue Earth Light & Water | 1883 | MN | 12.5
56808 | Norgard 1 | 56582 | Breezy Bucks II LLC | 1810 166th Ave | Lake Benton | MN | 56149 | Lincoln | 44.3144 | -96.3317 | MRO | MISO | Midcontinent Independent Transmission System Operator, Inc.. |  | 22 | NR | 2 | IPP Non-CHP |  | N |  | Y | 07-235-000 | Y | 05-39-000 |  | X |  | Northern States Power Co - Minnesota | 13781 | MN | 34.5
56808 | Norgard 1 | 56583 | Salty Dog I LLC | 1626 116th Ave | Lake Benton | MN | 56149 | Lincoln | 44.2878 | -96.4333 | MRO | MISO | Midcontinent Independent Transmission System Operator, Inc.. |  | 22 | NR | 2 | IPP Non-CHP |  | N |  | Y | 07-237-000 | Y | 05-40-000 |  | X |  | Northern States Power Co - Minnesota | 13781 | MN | 34.5
56808 | Norgard 1 | 56584 | Salty Dog II LLC | 1692 180th Street | Lake Benton | MN | 56149 | Lincoln | 44.3147 | -96.3258 | MRO | MISO | Midcontinent Independent Transmission System Operator, Inc.. |  | 22 | NR | 2 | IPP Non-CHP |  | N |  | Y | 07-238-000 | Y | 05-41-000 |  | X |  | Northern States Power Co - Minnesota | 13781 | MN | 34.5
56808 | Norgard 1 | 56585 | Wallys Wind Farm LLC | 1192 160th Street | Lake Benton | MN | 56149 | LINCOLN | 44.2851 | -96.4333 | MRO | MISO | Midcontinent Independent Transmission System Operator, Inc.. |  | 22 | NR | 2 | IPP Non-CHP |  | N |  | Y | 07-239-000 | Y | 05-44-000 |  | X |  | Northern States Power Co - Minnesota | 13781 | MN | 34.5
57157 | Wolf Wind Project | 56586 | Sunset Breeze LLC | 28431 King Avenue | Rushmore | MN | 56168 | Nobles | 43.5811 | -95.78 | MRO | MISO | Midcontinent Independent Transmission System Operator, Inc.. |  | 22 | NR | 2 | IPP Non-CHP |  | N |  | Y | 07-226-000 | Y | 05-87-000 |  | X |  | Nobles Cooperative Electric | 13684 | MN | 69
57157 | Wolf Wind Project | 56587 | Minnesota Breeze LLC | 28431 King Avenue | Rushmore | MN | 56168 | Nobles | 43.5833 | -95.7781 | MRO | MISO | Midcontinent Independent Transmission System Operator, Inc.. |  | 22 | NR | 2 | IPP Non-CHP |  | N |  | Y | 07-224-000 | Y | 07-223 |  | X |  | Nobles Cooperative Electric | 13684 | MN | 69
57157 | Wolf Wind Project | 56588 | G Flow Wind LLC | 28431 King Avenue | Rushmore | MN | 56168 | Nobles | 43.5861 | -95.7761 | MRO | MISO | Midcontinent Independent Transmission System Operator, Inc.. |  | 22 | NR | 2 | IPP Non-CHP |  | N |  | Y | 07-223-000 | Y | 05-83-000 |  | X |  | Nobles Cooperative Electric | 13684 | MN | 69
57157 | Wolf Wind Project | 56589 | Wolf Wind Enterprises LLC | 28431 King Avenue | Rushmore | MN | 56168 | Nobles | 43.5811 | -95.7758 | MRO | MISO | Midcontinent Independent Transmission System Operator, Inc.. |  | 22 | NR | 2 | IPP Non-CHP |  | N |  | Y | 07-25-000 | Y | 05-86-000 |  | X |  | Nobles Cooperative Electric | 13684 | MN | 69
57157 | Wolf Wind Project | 56590 | Green Acres Breeze LLC | 28431 King Avenue | Rushmore | MN | 56168 | Nobles | 43.5861 | -95.7803 | MRO | MISO | Midcontinent Independent Transmission System Operator, Inc.. |  | 22 | NR | 2 | IPP Non-CHP |  | N |  | Y | 07-227-000 | Y | 05-84-000 |  | X |  | Nobles Cooperative Electric | 13684 | MN | 69
56568 | United Materials of Great Falls Inc | 56591 | Horseshoe Bend Wind Park | 316 McIver Road | Great Falls | MT | 59404 | Cascade | 47.4983 | -111.4392 | WECC | NWMT | NorthWestern Energy (NWMT) |  | 22 | NR | 2 | IPP Non-CHP |  | N |  | N |  | N |  |  | X |  | Idaho Power Co | 9191 | ID | 34.5
56215 | E ON Climate Renewables N America LLC | 56592 | Champion Wind Farm LLC | 1100 County Rd. 140 | Roscoe | TX | 79545 | Nolan | 32.3983 | -100.6481 | TRE | ERCO | Electric Reliability Council of Texas, Inc. |  | 22 | NR | 2 | IPP Non-CHP |  | N |  | N |  | Y | 07-77 |  | X |  | Oncor Electric Delivery Company LLC | 44372 | TX | 345
56215 | E ON Climate Renewables N America LLC | 56593 | Roscoe Wind Farm LLC | 5722 County Rd. 466 | Roscoe | TX | 79545 | Nolan | 32.4694 | -100.6664 | TRE | ERCO | Electric Reliability Council of Texas, Inc. |  | 22 | NR | 2 | IPP Non-CHP |  | N |  | N |  | Y | 07-78 |  | X |  | Oncor Electric Delivery Company LLC | 44372 | TX | 345
56215 | E ON Climate Renewables N America LLC | 56594 | Munnsville Wind Farm LLC | 2244 Elm Street | Madison | NY | 13310 | Madison | 42.9086 | -75.5697 | NPCC | NYIS | New York Independent System Operator |  | 22 | NR | 2 | IPP Non-CHP |  | N |  | N |  | Y | 07-73 |  | X |  | New York State Elec & Gas Corp | 13511 | NY | 46
56808 | Norgard 1 | 56595 | Breezy Bucks I LLC | 1842 166th Ave. | Lake Benton | MN | 56149 | Lincoln | 44.3197 | -96.3317 | MRO | MISO | Midcontinent Independent Transmission System Operator, Inc.. |  | 22 | NR | 2 | IPP Non-CHP |  | N |  | Y | 07-234-000 | Y | 05-38-000 |  | X |  | Northern States Power Co - Minnesota | 13781 | MN | 34.5
19545 | Black Hills Power, Inc. d/b/a | 56596 | Wygen III | 20 Wyodak Road | Gillette | WY | 82718 | CAMPBELL | 44.2919 | -105.3806 | WECC | WACM | Western Area Power Administration - Rocky Mountain Region | Wells | 22 | RE | 1 | Electric Utility |  | N |  | N |  | N |  | N | X |  | Black Hills Power Inc | 19545 | WY | 230 |  |  | WBI Energy Transmission Inc. - Coal Seam Pipeline
6205 | City of Farmington - (MO) | 56597 | Elm Street Substation Generators | 400 East Elm Street | Farmington | MO | 63640 | St Francois | 37.7814 | -90.4156 | SERC | MISO | Midcontinent Independent Transmission System Operator, Inc.. |  | 22 | RE | 1 | Electric Utility |  | N |  | N |  | N |  | N | X |  | City of Farmington - (MO) | 6205 | MO | 12.47
6205 | City of Farmington - (MO) | 56598 | Walton Street Substation | 654 Walton Street | Farmington | MO | 63640 | St Francois | 37.7881 | -90.4336 | SERC | MISO | Midcontinent Independent Transmission System Operator, Inc.. |  | 22 | RE | 1 | Electric Utility |  | N |  | N |  | N |  |  | X |  | City of Farmington - (MO) | 6205 | MO | 12.47
6205 | City of Farmington - (MO) | 56599 | Jefferson Street Substation | 1037 South Jefferson Street | Farmington | MO | 63640 | St Francois | 37.7694 | -90.4258 | SERC | MISO | Midcontinent Independent Transmission System Operator, Inc.. |  | 22 | RE | 1 | Electric Utility |  | N |  | N |  | N |  |  | X |  | City of Farmington - (MO) | 6205 | MO | 12.47
6205 | City of Farmington - (MO) | 56600 | Overall Road Station | 4092 Overall Road | Farmington | MO | 63640 | St Francois | 37.7608 | -90.4526 | SERC | MISO | Midcontinent Independent Transmission System Operator, Inc.. |  | 22 | RE | 1 | Electric Utility |  | N |  | N |  | N |  |  | X |  | City of Farmington - (MO) | 6205 | MO | 12.47
55847 | Snyder Wind Farm LLC | 56602 | Snyder Wind Farm | County Rd 1121 | Synder | TX | 79549 | Scurry | 32.7393 | -100.7389 | TRE | ERCO | Electric Reliability Council of Texas, Inc. |  | 22 | NR | 2 | IPP Non-CHP |  | N |  | N |  | N |  |  | X |  | Big Country Electric Coop, Inc | 1591 | TX | 69
39347 | East Texas Electric Coop, Inc | 56603 | San Jacinto County Peaking Facility | 2101 Pelican Road | Shepherd | TX | 77371 | San Jacinto | 30.4193 | -95.0118 | SERC | MISO | Midcontinent Independent Transmission System Operator, Inc.. |  | 22 | RE | 1 | Electric Utility |  | N |  | N |  | N |  |  | X |  | Entergy Texas Inc. | 55937 | TX | 138 |  |  | Tennessee Gas Pipeline, Natural Gas Pipeline of America
39347 | East Texas Electric Coop, Inc | 56604 | Hardin County Peaking Facility | 8908 U.S. Highway 69 | Kountze | TX | 77625 | Hardin | 30.3038 | -94.2526 | SERC | MISO | Midcontinent Independent Transmission System Operator, Inc.. |  | 22 | RE | 1 | Electric Utility |  | N |  | N |  | N |  |  | X |  | Entergy Texas Inc. | 55937 | TX | 230 |  |  | Enbridge
55799 | FPL Energy Langdon Wind LLC | 56605 | Langdon Wind LLC | 10810 Hwy LLC | Langdon | ND | 58249 | Cavalier | 48.63 | -98.315 | MRO | MISO | Midcontinent Independent Transmission System Operator, Inc.. |  | 22 | NR | 2 | IPP Non-CHP |  | N |  | N |  | N |  | N | X |  | Minnkota Power Coop, Inc | 12658 |  | 230
1307 | Basin Electric Power Coop | 56606 | Culbertson Generation Station | Hwy 16 | Culbertson | MT | 59218 | ROOSEVELT | 48.21 | -104.3917 | MRO | SWPP | Southwest Power Pool |  | 22 | RE | 1 | Electric Utility |  | N |  | N |  | N |  | N | X |  | Basin Electric Power Coop | 1307 | ND | 115 |  |  | Northern Border Pipeline
1307 | Basin Electric Power Coop | 56607 | Prairie Winds ND1 | Hwy 281 | Minot | ND | 58701 | Ward | 47.9336 | -101.2692 | MRO | SWPP | Southwest Power Pool |  | 22 | RE | 1 | Electric Utility |  | N |  | N |  | N |  | N | X |  | WAPA-- Western Area Power Administration | 27000 | ND | 115
1307 | Basin Electric Power Coop | 56608 | Prairie Winds SD1 | Hwy 83 | Crow Lake | SD | 57382 | Jerauld | 43.8864 | -98.7875 | MRO | SWPP | Southwest Power Pool |  | 22 | RE | 1 | Electric Utility |  | N |  | N |  | N |  | N | X |  | WAPA-- Western Area Power Administration | 27000 | SD | 230
1307 | Basin Electric Power Coop | 56609 | Dry Fork Station | Interstate 90 | Gillette | WY | 82732 | Campbell | 44.3889 | -105.4608 | WECC | WACM | Western Area Power Administration - Rocky Mountain Region | Wells | 22 | RE | 1 | Electric Utility |  | N |  | N |  | N |  | N | X |  | Basin Electric Power Coop | 1307 | WY | 230 |  |  | Northern Border Pipeline
1307 | Basin Electric Power Coop | 56610 | Deer Creek Station | Hwy 30 | White | SD | 57276 | Brookings | 44.2908 | -96.5267 | MRO | SWPP | Southwest Power Pool | Wells | 22 | RE | 1 | Electric Utility |  | N |  | N |  | N |  | N | X |  | Basin Electric Power Coop | 1307 | SD | 345 |  |  | Northern Border Pipeline
55861 | Sandy Creek Energy Associates L P | 56611 | Sandy Creek Energy Station | 2161 Rattlesnake Rd | Riesel | TX | 76682 | McLennan | 31.4744 | -96.9571 | TRE | ERCO | Electric Reliability Council of Texas, Inc. | WMARSS | 22 | NR | 2 | IPP Non-CHP |  | N |  | N |  | N |  | N | X |  | Oncor Electric Delivery Company LLC | 44372 | TX | 345 |  |  | Energy Transfer
55862 | Logan Wind Energy LLC | 56613 | Logan Wind Energy | 9500 County Road 78 | Peetz | CO | 80747 | Logan | 40.941 | -103.259 | WECC | PSCO | Public Service Company of Colorado |  | 22 | NR | 2 | IPP Non-CHP |  | N |  | N |  | N |  |  | X |  | Public Service Co of Colorado | 15466 | CO | 230
55866 | Old Trail Wind Farm LLC | 56614 | Old Trail Wind Farm | 13682N 2900 East Road | Ellsworth | IL | 61737 | McLean | 40.4792 | -88.7989 | RFC | PJM | PJM Interconnection, LLC |  | 22 | NR | 2 | IPP Non-CHP | X | N |  | N |  | Y | EG06-34 | N | X |  | Commonwealth Edison Co | 4110 | IL | 345
27075 | San Diego County Water Auth | 56615 | Rancho Penasquitos | 12298 Alemania Road | San Diego | CA | 92129 | San Diego | 32.937 | -117.1137 | WECC | CISO | California Independent System Operator | Aqueduct | 22 | NR | 2 | IPP Non-CHP |  | N |  | N |  | Y | 12-572-002 | N | X |  | San Diego Gas & Electric Co | 16609 | CA | 12
55925 | Novo Biopower LLC | 56616 | Novo BioPower Plant | Highway Spur 277 N | Snowflake | AZ | 85937 | Navajo | 34.5032 | -110.335 | WECC | AZPS | Arizona Public Service Company | Wells | 22 | NR | 2 | IPP Non-CHP |  | N |  | N |  | Y | 06-67-000 | N | X |  | Arizona Public Service Co | 803 | AZ | 69 |  |  | UniSource Apple Tap
57170 | EDF Renewable Asset Holdings, Inc. | 56617 | Fenton Wind Farm | 729 21 St. Street | Chandler | MN | 56122 | Murray | 43.8528 | -96.0183 | MRO | MISO | Midcontinent Independent Transmission System Operator, Inc.. |  | 22 | NR | 2 | IPP Non-CHP |  | N |  | N |  | N |  |  | X |  | Northern States Power Co - Minnesota | 13781 | MN | 34.5
55868 | Noble Wind Operations LLC | 56618 | Noble Clinton Windpark LLC | 386 Ryan Road | Churubusco | NY | 12923 | Clinton | 44.8914 | -74.0061 | NPCC | NYIS | New York Independent System Operator |  | 22 | NR | 2 | IPP Non-CHP |  | N |  | N |  | N |  | N | X |  | New York Power Authority | 15296 |  | 230
55868 | Noble Wind Operations LLC | 56619 | Noble Ellenburg Windpark LLC | 386 Ryan Road | Churubusco | NY | 12923 | Clinton | 44.8914 | -74.0061 | NPCC | NYIS | New York Independent System Operator |  | 22 | NR | 2 | IPP Non-CHP |  | N |  | N |  | N |  |  | X |  | New York Power Authority | 15296 |  | 230
55868 | Noble Wind Operations LLC | 56620 | Noble Bliss Windpark LLC | 7740 Cadwell Road | Bliss | NY | 14024 | Wyoming | 42.5367 | -78.3047 | NPCC | NYIS | New York Independent System Operator |  | 22 | NR | 2 | IPP Non-CHP |  | N |  | N |  | N |  |  | X |  | Village of Arcade - (NY) | 122 | NY | 115
59883 | NRG Energy Gas & Wind Holdings Inc | 56621 | Sleeping Bear LLC | Route 2 Box 152 | Woodward | OK | 73801 | Harper | 36.6403 | -99.5006 | SPP | SWPP | Southwest Power Pool |  | 22 | NR | 2 | IPP Non-CHP | X | N |  | N |  | Y | ER05-1282, ER98-4643, EG98-52 | N | X |  | Western Farmers Elec Coop, Inc | 20447 |  | 138
15399 | Avangrid Renewables Inc | 56622 | Providence Heights Wind LLC | 8547 Wyanet Walnut Road | Tiskilwa | IL | 61368 | Bureau | 41.2294 | -89.5572 | RFC | PJM | PJM Interconnection, LLC |  | 22 | NR | 2 | IPP Non-CHP |  | N |  | N |  | N |  |  | X |  | Commonwealth Edison Co | 4110 | IL | 138
55880 | Telocaset Wind Power Partners | 56623 | Elkhorn Valley Wind Farm | 53777 OR Highway 237 | Union | OR | 97883 | UNION | 45.0852 | -117.8163 | WECC | IPCO | Idaho Power Company |  | 22 | NR | 2 | IPP Non-CHP |  | N |  | N |  | N |  |  | X |  | Idaho Power Co | 9191 | OR | 230
57158 | Ewington Wind Project | 56624 | BC Energy LLC | 1800 South Shore Drive | Worthington | MN | 56187 | Jackson | 43.6183 | -95.4253 | MRO | MISO | Midcontinent Independent Transmission System Operator, Inc.. |  | 22 | NR | 2 | IPP Non-CHP |  | N |  | Y | 07-219-000 | Y | 07-1-000 |  | X |  | Federated Rural Electric Assn | 6258 | MN | 69
57158 | Ewington Wind Project | 56625 | KC Energy LLC | 1800 South Shore Drive | Worthington | MN | 56187 | Jackson | 43.6292 | -95.4169 | MRO | MISO | Midcontinent Independent Transmission System Operator, Inc.. |  | 22 | NR | 2 | IPP Non-CHP |  | N |  | Y | 07-218-000 | Y | 07-1-000 |  | X |  | Federated Rural Electric Assn | 6258 | MN | 69
57158 | Ewington Wind Project | 56626 | K&D Energy LLC | 32804 780th Street | Worthington | MN | 56187 | Jackson | 43.6181 | -95.4172 | MRO | MISO | Midcontinent Independent Transmission System Operator, Inc.. |  | 22 | NR | 2 | IPP Non-CHP |  | N |  | Y | 07-217-000 | Y | 07-1-000 |  | X |  | Federated Rural Electric Assn | 6258 | MN | 69
57158 | Ewington Wind Project | 56627 | KSS Turbines LLC | 38110 908th Street | Worthington | MN | 56187 | Jackson | 43.6247 | -95.4314 | MRO | MISO | Midcontinent Independent Transmission System Operator, Inc.. |  | 22 | NR | 2 | IPP Non-CHP |  | N |  | Y | 07-226-000 | Y | 07-1-000 |  | X |  | Federated Rural Electric Assn | 6258 | MN | 69
56805 | Exelon Wind LLC | 56628 | Prairie Wind Power LLC | 32804 780th Street | Worthington | MN | 56187 | Jackson | 43.5958 | -95.3833 | MRO | MISO | Midcontinent Independent Transmission System Operator, Inc.. |  | 22 | NR | 2 | IPP Non-CHP |  | N |  | Y | 07-216-000 | Y | 07-1-000 |  | X |  | Federated Rural Electric Assn | 6258 | MN | 69
54895 | FirstLight Power Resources Services LLC | 56629 | Waterbury Generation | 725 Bank Street | Waterbury | CT | 6708 | New Haven | 41.5444 | -73.0417 | NPCC | ISNE | ISO New England Inc. | City of Waterbury/Municipality | 22 | NR | 2 | IPP Non-CHP |  | N |  | N |  | N |  | N | X |  | Connecticut Light & Power Co | 4176 | CT | 115 |  |  | Algonquin
12647 | ALLETE, Inc. | 56630 | Taconite Ridge 1 Wind Energy Center | Hwy 53 & St Louis Cty Hwy 102 | Mountain Iron | MN | 55768 | St Louis | 47.5747 | -92.5917 | MRO | MISO | Midcontinent Independent Transmission System Operator, Inc.. |  | 22 | RE | 1 | Electric Utility |  | N |  | N |  | N |  |  | X |  | ALLETE, Inc. | 12647 | MN | 115
19281 | Turlock Irrigation District | 56631 | Turlock Irrigation District Fuel Cell | 901 S. Walnut Road | Turlock | CA | 95380 | Stanislaus | 37.4833 | -120.8675 | WECC | TIDC | Turlock Irrigation District |  | 22 | RE | 1 | Electric Utility |  | N |  | N |  | N |  | N | X |  | Turlock Irrigation District | 19281 | CA | 12
59155 | First Wind O&M, LLC | 56633 | Dutch Hill Wind Project | 11219 Dutch Hill Road | Cohocton | NY | 14826 | Steuben | 42.5456 | -77.4967 | NPCC | NYIS | New York Independent System Operator |  | 22 | NR | 2 | IPP Non-CHP | N | N |  | N |  | Y | EG09-27 | N | X |  | New York State Elec & Gas Corp | 13511 | NY | 230
59155 | First Wind O&M, LLC | 56634 | Cohocton Wind Project | Brown Road | Cohocton | NY | 14826 | Steuben | 42.45 | -77.52 | NPCC | NYIS | New York Independent System Operator |  | 22 | NR | 2 | IPP Non-CHP | N | N |  | N |  | Y | EG09-26 | N | X |  | New York State Elec & Gas Corp | 13511 | NY | 230
55873 | Harvest I | 56635 | Harvest Windfarm LLC | 250N Maxwell Road | Elkton | MI | 48731 | Huron | 43.83 | -83.2064 | RFC | MISO | Midcontinent Independent Transmission System Operator, Inc.. |  | 22 | NR | 2 | IPP Non-CHP |  | N |  | Y | 07-29-000 | N |  |  | X |  | DTE Electric Company | 5109 | MI | 120
55891 | Hot Springs | 56636 | Hot Springs Windfarm LLC | 18645 Old Oregon Trail Road | Glenns Ferry | ID | 83623 | Elmore | 43.0272 | -115.4656 | WECC | IPCO | Idaho Power Company |  | 22 | NR | 2 | IPP Non-CHP |  | N |  | Y | 07-37-000 | N |  |  | X |  | Idaho Power Co | 9191 | ID | 69
55890 | Bennett Creek Windfarm LLC | 56637 | Bennett Creek Windfarm LLC | 9505 SE Donetta Drive | Glenns Ferry | ID | 83623 | Elmore | 43.0536 | -115.4803 | WECC | IPCO | Idaho Power Company |  | 22 | NR | 2 | IPP Non-CHP |  | N |  | Y | 07-36-000 | N |  |  | X |  | Idaho Power Co | 9191 | ID | 69
19740 | AES Wind Generation Inc | 56638 | Buffalo Gap 3 Wind Farm | 4220-A FM 126 | Nolan | TX | 79537 | Nolan | 32.2878 | -100.1 | TRE | ERCO | Electric Reliability Council of Texas, Inc. |  | 22 | NR | 2 | IPP Non-CHP |  | N |  | N |  | N |  |  | X |  | AEP Texas Central Company | 3278 | TX | 34
59527 | Calpeak Operating Services, LLC | 56639 | Midway Peaking LLC | 43627 West Panoche Road | Firebaugh | CA | 93622 | FRESNO | 36.6541 | -120.5797 | WECC | CISO | California Independent System Operator | UNK | 22 | NR | 2 | IPP Non-CHP |  | N |  | N |  | N |  | N | X |  | Pacific Gas & Electric Co | 14328 | CA | 115 |  |  | Pacific Gas & Electric Co.
55931 | Orion Energy Group LLC | 56640 | Camp Grove Wind Farm | RR2, Box 55B | Wyoming | IL | 61491 | STARK | 41.0906 | -89.6398 | RFC | PJM | PJM Interconnection, LLC |  | 22 | NR | 2 | IPP Non-CHP | X | N |  | N |  | Y | 07-1136 | N | X |  | Commonwealth Edison Co | 4110 | IL | 138
13407 | Nevada Power Co | 56642 | Ely Energy Center | Hwy 93, 20miles N.of Ely, NV | Ely | NV | 89301 | White Pine | 39.5 | -114.7833 | WECC | NEVP | Nevada Power Company | Wells | 22 | RE | 1 | Electric Utility |  | N |  | N |  | N |  | N | X |  | Nevada Power Co | 13407 | NV | 500
55893 | St Paul Cogeneration LLC | 56643 | St Paul Cogeneration | 125 Shepard Road W | St. Paul | MN | 55102 | Ramsey | 44.9429 | -93.0966 | MRO | MISO | Midcontinent Independent Transmission System Operator, Inc.. | Wells | 22 | NR | 3 | IPP CHP |  | N |  | N |  | Y | 03-94-000, 00-57-000 | N | X |  | Northern States Power Co - Minnesota | 13781 | MN | 115 |  |  | Xcel Energy Gas Distribution
49893 | Invenergy Services LLC | 56644 | Stanton Wind Energy LLC | 2646 State Highway 137 | Lenorah | TX | 79749 | Martin | 32.2353 | -101.8367 | TRE | ERCO | Electric Reliability Council of Texas, Inc. |  | 22 | NR | 2 | IPP Non-CHP | X | N |  | N |  | N |  | N | X |  | Oncor Electric Delivery Company LLC | 44372 | TX | 138
55901 | Osceola Windpower LLC | 56645 | Osceola Windpower LLC | 6952 Hwy 9 | Harris | IA | 51345 | Osceola | 43.4303 | -95.4167 | MRO | SWPP | Southwest Power Pool |  | 22 | NR | 2 | IPP Non-CHP |  | N |  | N |  | N |  |  | X |  | Osceola Electric Coop, Inc | 14202 | IA | 230
5906 | EDF Renewable Services Inc | 56646 | Chandler Hills Wind Farm | 575 41st Street | Chandler | MN | 56122 | Murray | 43.917 | -95.954 | MRO | MISO | Midcontinent Independent Transmission System Operator, Inc.. |  | 22 | NR | 2 | IPP Non-CHP |  | N |  | N |  | N |  |  | X |  | Nobles Cooperative Electric | 13684 | MN | 12.47
56484 | Butler Ridge Wind Energy Center | 56647 | Butler Ridge | W1724 ILLINOIS ROAD | Mayville | WI | 53050 | Dodge | 43.4003 | -88.4811 | MRO | MISO | Midcontinent Independent Transmission System Operator, Inc.. | n/a | 22 | NR | 2 | IPP Non-CHP |  | N |  | N |  | N |  | N | X |  | American Transmission Co | 659 | WI | 138
58353 | NextEra Energy Majestic Wind | 56648 | Majestic 1 Wind Farm | 580 FM 1342 | Panhandle | TX | 79068 | Carson | 35.3919 | -101.53 | SPP | SWPP | Southwest Power Pool | n/a | 22 | NR | 2 | IPP Non-CHP |  | N |  | N |  | N |  | N | X |  | Southwestern Public Service Co | 17718 | TX | 115
55397 | NRG Energy Inc | 56649 | South Trent Wind Farm | 1101 CR 190 | Sweetwater | TX | 79556 | Nolan | 32.4081 | -100.1286 | TRE | ERCO | Electric Reliability Council of Texas, Inc. |  | 22 | NR | 2 | IPP Non-CHP | N | N |  | N |  | Y | 08-20-000 | N | X |  | Oncor Electric Delivery Company LLC | 44372 | TX | 138
59102 | Wessington Wind | 56650 | Wessington Springs | 230th Street & 380th Avenue | Wessington Springs | SD | 57382 | Jerauld | 44.0025 | -98.5908 | MRO | SWPP | Southwest Power Pool | n/a | 22 | NR | 2 | IPP Non-CHP |  | N |  | N |  | N |  |  | X |  | WAPA-- Western Area Power Administration | 27000 | SD | 230
56385 | Duke Energy DEGS North Allegheny | 56651 | North Allegheny Windpower Project | St. Hwy 53 & US Hwy 22 | Lilly | PA | 15938 | Blair | 40.4381 | -78.5436 | RFC | PJM | PJM Interconnection, LLC | n/a | 22 | NR | 2 | IPP Non-CHP |  | N |  | N |  | N |  |  | X |  | Pennsylvania Electric Co | 14711 | PA | 230
56482 | Gamesa Wind US | 56653 | Crescent Ridge II Wind Energy Project | 500 N Ave & 1325 E Street | Bradford | IL | 61368 | BUREAU | 41.2214 | -89.6017 | RFC | PJM | PJM Interconnection, LLC |  | 22 | NR | 2 | IPP Non-CHP |  | N |  | N |  | N |  |  | X |  | Commonwealth Edison Co | 4110 | IL | 138
56545 | Pattern Operators LP | 56654 | Hatchet Ridge Wind Project | 19400 Bunch Grass Lookout Rd | Burney | CA | 96013 | SHASTA | 40.8981 | -121.8036 | WECC | CISO | California Independent System Operator |  | 22 | NR | 2 | IPP Non-CHP | N | N |  | N |  | N |  | N | X |  | Pacific Gas & Electric Co | 14328 | CA | 230
56545 | Pattern Operators LP | 56655 | Seldom Seen Wind LLC | Miller St & Main St | Hastings | PA | 16646 | CAMBRIA | 40.6958 | -78.6631 | RFC | PJM | PJM Interconnection, LLC |  | 22 | NR | 2 | IPP Non-CHP |  | N |  | N |  | N |  |  | X |  | Pennsylvania Electric Co | 14711 | OH | 115
56545 | Pattern Operators LP | 56656 | Aragonne Mesa Phase II | Hwy 54 & Hwy 219 | Santa Rosa | NM | 88435 | GUADALUPE | 34.8428 | -104.9761 | WECC | PNM | Public Service Company of New Mexico |  | 22 | NR | 2 | IPP Non-CHP |  | N |  | N |  | N |  |  | X |  | Public Service Co of NM | 15473 | NM | 345
56482 | Gamesa Wind US | 56657 | Lancaster Wind Farm Project | Winneshiek Rd & Tower Rd | Freeport | IL | 61032 | STEPHENSON | 42.3539 | -89.5878 | RFC | PJM | PJM Interconnection, LLC |  | 22 | NR | 2 | IPP Non-CHP |  | N |  | N |  | N |  |  | X |  | Commonwealth Edison Co | 4110 | IL | 138
56545 | Pattern Operators LP | 56658 | Majestic 2 Wind Farm | 580 FM 1342 | Panhandle | TX | 79068 | Carson | 35.3922 | -101.5858 | TRE | ERCO | Electric Reliability Council of Texas, Inc. |  | 22 | NR | 2 | IPP Non-CHP |  | N |  | N |  | N |  |  | X |  | Southwestern Public Service Co | 17718 | TX | 115
56951 | Michigan Wind 2 LLC | 56659 | Michigan Wind 2 | 2690 Leppek Road | Ubly | MI | 48475 | Sanilac | 43.6631 | -82.7469 | RFC | MISO | Midcontinent Independent Transmission System Operator, Inc.. |  | 22 | NR | 2 | IPP Non-CHP |  | N |  | N |  | Y | EG11-100 |  | X |  | ITC Transmission | 56068 | MI | 120
50123 | Leeward Asset Management, LLC | 56660 | Alliant 1 Wind | Hwy 65 & Hwy 3 | Hampton | IA | 50441 | FRANKLIN | 42.7392 | -93.2008 | MRO |  |  |  | 22 | NR | 2 | IPP Non-CHP |  | N |  | N |  | N |  |  | X
56545 | Pattern Operators LP | 56661 | Pattern Gulf Wind | 803 Gulf Wind Road | Armstrong | TX | 78338 | Kenedy | 27.0011 | -97.5994 | TRE | ERCO | Electric Reliability Council of Texas, Inc. |  | 22 | NR | 2 | IPP Non-CHP |  | N |  | N |  | Y | 08-35-000 | N | X |  | AEP Texas Central Company | 3278 | TX | 345
56545 | Pattern Operators LP | 56662 | Texas Gulf Wind 2 | 803 Gulf Wind Road | Armstrong | TX | 78338 | Kenedy | 27.0011 | -97.5994 | TRE | ERCO | Electric Reliability Council of Texas, Inc. |  | 22 | NR | 2 | IPP Non-CHP |  | N |  | N |  | N |  |  | X |  | AEP Texas Central Company | 3278 | TX | 345
56545 | Pattern Operators LP | 56663 | El Paso Wind Project | I-39 & Hwy 24 | El Paso | IL | 61738 | WOODFORD | 40.72 | -89.0828 | RFC | MISO | Midcontinent Independent Transmission System Operator, Inc.. |  | 22 | NR | 2 | IPP Non-CHP |  | N |  | N |  | N |  |  | X |  |  |  |  | 345
55918 | Acciona Wind Energy USA LLC | 56665 | Dempsey Ridge Wind Farm | 10302 N 2890 Rd | Cheyenne | OK | 73628 | Roger Mills | 35.5298 | -99.8145 | SPP | SWPP | Southwest Power Pool |  | 22 | NR | 2 | IPP Non-CHP | N | N |  | N |  | Y | 11-75-000 | N | X |  | Public Service Co of Oklahoma | 15474 | OK | 230
14354 | PacifiCorp | 56666 | Goodnoe Hills | 1332 Hoctor Road | Goldendale | WA | 98620 | Klickitat | 45.7818 | -120.5212 | WECC | PACW | PacifiCorp - West |  | 22 | RE | 1 | Electric Utility |  | N |  | N |  | N |  |  | X |  | PacifiCorp | 14354 | WA | 230
55910 | Lanai Sustainability Research LLC | 56667 | Lanai Solar-Electric Plant | Manele Road & Kaumalapau Hwy | Lanai City | HI | 96763 | Maui | 20.7667 | -156.9233 | HICC |  |  |  | 22 | NR | 2 | IPP Non-CHP |  | N |  | N |  | N |  |  | X |  | Maui Electric Co Ltd | 11843 | HI | 12
14405 | Power Choice/Pepco Energy Serv | 56668 | NIH Cogeneration Facility | 9000 Rockville Pike Bldg 11A | Bethesda | MD | 20892 | MONTGOMERY | 39 | -77.0939 | RFC | PJM | PJM Interconnection, LLC | Municipality | 622 | NR | 5 | Commercial CHP |  | Y | 02-83-000 | N |  | N |  | N | X |  | Potomac Electric Power Co | 15270 | MD | 13.8 |  |  | Rockville
55918 | Acciona Wind Energy USA LLC | 56669 | Tatanka Wind Power LLC | 10002 - 359th Avenue SE | Ashley | ND | 58413 | Dickey | 45.9593 | -98.9463 | MRO | MISO | Midcontinent Independent Transmission System Operator, Inc.. |  | 22 | NR | 2 | IPP Non-CHP | N | N |  | N |  | Y | 07-87-000 | N | X |  | Montana-Dakota Utilities Co | 12199 | ND | 230
55918 | Acciona Wind Energy USA LLC | 56670 | Velva Windfarm LLC | 4626 Highway 41, POB 540 | Velva | ND | 58790 | McHenry | 48.0836 | -100.9215 | MRO | MISO | Midcontinent Independent Transmission System Operator, Inc.. |  | 22 | NR | 2 | IPP Non-CHP | N | N |  | Y | 06-26-000 | N |  | N | X |  | Northern States Power Co - Minnesota | 13781 | ND | 115
55924 | Longview Power, LLC | 56671 | Longview Power Plant | 1375 Fort Martin Road | Maidsville | WV | 26541 | Monongalia | 39.7079 | -79.959 | RFC | PJM | PJM Interconnection, LLC | Monongahela River | 22 | NR | 2 | IPP Non-CHP |  | N |  | N |  | N |  | N | X |  | Monongahela Power Co | 12796 | WV | 500 |  |  | Hope Gas, Inc.
55922 | Whirlwind Energy LLC | 56673 | Whirlwind Energy Center | 1683 County Rd 271 | Floydada | TX | 79235 | Floyd | 34.105 | -101.0986 | TRE | ERCO | Electric Reliability Council of Texas, Inc. |  | 22 | NR | 2 | IPP Non-CHP |  | N |  | N |  | N |  | N | X |  | AEP Texas North Company | 20404 | TX | 69
11269 | Lower Colorado River Authority | 56674 | Winchester Power Park | 1260 Farm to Market Road 448 | Winchester | TX | 78945 | Fayette | 30.0381 | -96.9875 | TRE | ERCO | Electric Reliability Council of Texas, Inc. |  | 22 | RE | 1 | Electric Utility |  | N |  | N |  | N |  | N | X |  | Lower Colorado River Authority | 11269 |  | 138 |  |  | ETC Texas Pipeline
55927 | Power4Georgians LLC | 56675 | Plant Washington | Mayview Road | Sandersville | GA | 31082 | Washington | 33.0647 | -82.745 | SERC | SOCO | Southern Company Services, Inc. - Trans | Oconee River, groundwater | 22 | RE | 1 | Electric Utility |  | N |  | N |  | N |  | Y | Y | OS | Georgia Transmission Corp | 7197 | GA | 500
20323 | Wellhead Services Inc | 56676 | Margarita Energy Center | 28400 Antonio Parkway | Ladera Ranch | CA | 92694 | Orange | 33.5494 | -117.6278 | WECC | CISO | California Independent System Operator | Municipality | 22 | NR | 2 | IPP Non-CHP |  | N |  | N |  | N |  | N | X |  | San Diego Gas & Electric Co | 16609 | CA | 138
12341 | MidAmerican Energy Co | 56677 | Charles City Wind Farm | 1005 5th St. | Charles City | IA | 50616 | Floyd | 43.0003 | -92.62 | MRO | MISO | Midcontinent Independent Transmission System Operator, Inc.. |  | 22 | RE | 1 | Electric Utility |  | N |  | N |  | N |  |  | X |  | MidAmerican Energy Co | 12341 | IA | 69
55931 | Orion Energy Group LLC | 56679 | Benton County Wind Farm | 8557W. 600N | Earl Park | IN | 47942 | Benton | 40.695 | -87.4886 | RFC | MISO | Midcontinent Independent Transmission System Operator, Inc.. |  | 22 | NR | 2 | IPP Non-CHP | X | N |  | N |  | Y | 08-561 | N | X |  | Northern Indiana Pub Serv Co | 13756 | IN | 138
55938 | Industrial Power Generating Company LLC | 56680 | Wicomico | 6967 Brick Kiln Rd | Salisbury | MD | 21801 | Wicomico | 38.3847 | -75.6344 | RFC | PJM | PJM Interconnection, LLC | Municipality | 22 | NR | 2 | IPP Non-CHP |  | N |  | N |  | N |  | N | X |  | Delmarva Power | 5027 | MD | 25
55938 | Industrial Power Generating Company LLC | 56681 | Amelia | 20221 Maplewood Rd | Jetersville | VA | 23083 | Amelia | 37.3097 | -78.0589 | SERC | PJM | PJM Interconnection, LLC |  | 22 | NR | 2 | IPP Non-CHP |  | N |  | N |  | N |  | N | X |  | Virginia Electric & Power Co | 19876 | VA | 34.5
55938 | Industrial Power Generating Company LLC | 56682 | Brunswick Landfill Gas | 107 Mallard Crossing Rd | Lawrenceville | VA | 23868 | Brunswick | 36.7639 | -77.8108 | SERC | PJM | PJM Interconnection, LLC | Wells | 22 | NR | 2 | IPP Non-CHP |  | N |  | N |  | N |  | N | X |  | Virginia Electric & Power Co | 19876 | VA | 34.5
55938 | Industrial Power Generating Company LLC | 56683 | Charles City | 7960 Chambers Rd | Providence Forge | VA | 23030 | Charles City | 37.4389 | -77.1286 | SERC | PJM | PJM Interconnection, LLC | Wells | 22 | NR | 2 | IPP Non-CHP |  | N |  | N |  | N |  | N | X |  | Virginia Electric & Power Co | 19876 | VA | 34.5
55938 | Industrial Power Generating Company LLC | 56684 | Chesterfield Landfill Gas | 11740 Lewis Rd | Chester | VA | 23831 | Chesterfield | 37.3517 | -77.4969 | SERC | PJM | PJM Interconnection, LLC | Municipality | 22 | NR | 2 | IPP Non-CHP |  | N |  | N |  | N |  | N | X |  | Virginia Electric & Power Co | 19876 | VA | 34.5
55938 | Industrial Power Generating Company LLC | 56686 | King & Queen | 4445 Iris Rd | Little Plymouth | VA | 23091 | King and Queen | 37.6711 | -76.76 | SERC | PJM | PJM Interconnection, LLC | Wells | 22 | NR | 2 | IPP Non-CHP |  | N |  | N |  | N |  | N | X |  | Virginia Electric & Power Co | 19876 | VA | 34.5
55938 | Industrial Power Generating Company LLC | 56687 | Mountain View | 5074 Buchanan Trail West | Greencastle | PA | 17225 | Franklin | 39.8014 | -77.7883 | RFC | PJM | PJM Interconnection, LLC | Municipality | 22 | NR | 2 | IPP Non-CHP |  | N |  | N |  | N |  | N | X |  | PPL Electric Utilities Corp | 14715 | PA | 34.5
55938 | Industrial Power Generating Company LLC | 56688 | New Bern | 7420 Old US 70 West | New Bern | NC | 28562 | Craven | 35.1681 | -77.2267 | SERC | CPLE | Progress Energy Carolinas - EAST | Municipality | 22 | NR | 2 | IPP Non-CHP |  | N |  | N |  | N |  | N | X |  | Duke Energy Progress - (NC) | 3046 | NC | 25
55938 | Industrial Power Generating Company LLC | 56690 | Pine Grove | 1 Penn Dye St | Pine Grove | PA | 17963 | Schuylkill | 40.5553 | -76.3886 | RFC | PJM | PJM Interconnection, LLC | Municipality | 22 | NR | 2 | IPP Non-CHP |  | N |  | N |  | N |  | N | X |  | PPL Electric Utilities Corp | 14715 | PA | 69
55938 | Industrial Power Generating Company LLC | 56692 | Rockville 1 & 2 | 2369 Lanier Rd | Rockville | VA | 23146 | GOOCHLAND | 37.7036 | -77.6639 | SERC | PJM | PJM Interconnection, LLC | Wells | 22 | NR | 2 | IPP Non-CHP |  | N |  | N |  | N |  | N | X |  | Virginia Electric & Power Co | 19876 | VA | 34.5
55938 | Industrial Power Generating Company LLC | 56693 | Virginia Beach | 1997 Jake Sears Rd | Virginia Beach | VA | 23464 | Virginia Beach City | 36.7858 | -76.2019 | SERC | PJM | PJM Interconnection, LLC | Municipality | 22 | NR | 2 | IPP Non-CHP |  | N |  | N |  | N |  | N | X |  | Virginia Electric & Power Co | 19876 | VA | 34.5
55939 | Columbia Basin Hydropower | 56694 | Russell D Smith | 7 mi S of Othello on Hwy 17 | Othello | WA | 99344 | Adams | 46.7392 | -119.1122 | WECC | BPAT | Bonneville Power Administration | Irrigation canal | 22 | RE | 1 | Electric Utility |  | N |  | N |  | N |  |  | X |  | Bonneville Power Administration | 1738 | WA | 34.5
55939 | Columbia Basin Hydropower | 56695 | Summer Falls Power Plant | 29313 Pinto Ridge Road NE | Coulee City | WA | 99115 | Grant | 47.5025 | -119.2917 | WECC | AVA | Avista Corporation | Irrigation canal | 22 | RE | 1 | Electric Utility |  | N |  | N |  | N |  |  | X |  | Avista Corp | 20169 | WA | 115
55939 | Columbia Basin Hydropower | 56696 | Eltopia Branch Canal 4.6 | 2481 Hooper Road | Pasco | WA | 99301 | Franklin | 46.3784 | -119.2545 | WECC | BPAT | Bonneville Power Administration | Irrigation canal | 22 | RE | 1 | Electric Utility |  | N |  | N |  | N |  |  | X |  | Bonneville Power Administration | 1738 | WA | 13.8
55939 | Columbia Basin Hydropower | 56697 | Potholes East Canal 66.0 | 9440 Sagemoor Road | Pasco | WA | 99301 | Franklin | 46.3785 | -119.2544 | WECC | BPAT | Bonneville Power Administration | Irrigation canal | 22 | RE | 1 | Electric Utility |  | N |  | N |  | N |  |  | X |  | Bonneville Power Administration | 1738 | WA | 13.8
55939 | Columbia Basin Hydropower | 56698 | Main Canal Headworks | Below east end Dry Falls Dam | Coulee City | WA | 99115 | Grant | 47.6164 | -119.2992 | WECC | AVA | Avista Corporation | Irrigation canal | 22 | RE | 1 | Electric Utility |  | N |  | N |  | N |  |  | X |  | Avista Corp | 20169 | WA | 115
59883 | NRG Energy Gas & Wind Holdings Inc | 56699 | Forward Windpower LLC | 3202 Ridge Road | Berlin | PA | 15501 | Somerset | 40.0853 | -78.8633 | RFC | PJM | PJM Interconnection, LLC |  | 22 | NR | 2 | IPP Non-CHP | X | N |  | N |  | Y | 08-293-000 | N | X |  | Pennsylvania Electric Co | 14711 | PA | 38.5
59883 | NRG Energy Gas & Wind Holdings Inc | 56700 | Lookout Windpower LLC | 115 Townhill Road | Berlin | PA | 15530 | Somerset | 39.8794 | -78.9183 | RFC | PJM | PJM Interconnection, LLC |  | 22 | NR | 2 | IPP Non-CHP | X | N |  | N |  | Y | EG08-22 | N | X |  | Pennsylvania Electric Co | 14711 | PA | 38.5
57249 | EPP Renewable Energy | 56701 | Haworth Water Treatment Plant | 200 Lakeshore Drive | Haworth | NJ | 7641 | Cumberland | 39.4519 | -75.0997 | RFC | PJM | PJM Interconnection, LLC |  | 22 | NR | 2 | IPP Non-CHP |  | N |  | N |  | N |  | N | X |  | Public Service Elec & Gas Co | 15477 | NJ | 26.4 |  |  | PSE&G Distribution Line
19281 | Turlock Irrigation District | 56702 | Tuolumne Wind Project | S-14 and Hwy 97 | Goldendale | WA | 98620 | Klickitat | 45.8797 | -120.8072 | WECC | BPAT | Bonneville Power Administration |  | 22 | RE | 1 | Electric Utility |  | N |  | N |  | N |  | N | X |  | Bonneville Power Administration | 1738 | WA | 230
55941 | Northbrook Lyons Falls LLC | 56703 | Lyons Falls Hydroelectric | 4010 Center Street | Lyons Falls | NY | 13368 | LEWIS | 43.6186 | -75.3586 | NPCC | NYIS | New York Independent System Operator | Black River | 22 | NR | 2 | IPP Non-CHP |  | N |  | Y | 00-054-000 | N |  | N | X |  | National Grid Generation, LLC | 26751 |  | 115
55941 | Northbrook Lyons Falls LLC | 56704 | Gouldtown | 3908 Shibley Road | Lyonsdale | NY | 13368 | Lewis | 43.6126 | -75.3391 | NPCC | NYIS | New York Independent System Operator | Moose River | 22 | NR | 2 | IPP Non-CHP |  | N |  | Y | 00-054-000 | N |  |  | X |  | National Grid Generation, LLC | 26751 |  | 115
55941 | Northbrook Lyons Falls LLC | 56705 | Kosterville | 6966 Kosterville Road | Lyonsdale | NY | 13368 | Lewis | 43.6142 | -75.3327 | NPCC | NYIS | New York Independent System Operator | Moose River | 22 | NR | 2 | IPP Non-CHP |  | N |  | Y | 00-054-000 | N |  |  | X |  | National Grid Generation, LLC | 26751 |  | 115
55953 | Ampersand Chowchilla Biomass LLC | 56706 | Ampersand Chowchilla Biomass LLC | 16457 Avenue 24 1/2 | Chowchilla | CA | 93610 | Madera | 37.1067 | -120.2485 | WECC | CISO | California Independent System Operator | Municipality | 22 | NR | 2 | IPP Non-CHP |  | N |  | Y | 10b ? 25P023 | N |  | N | X |  | Pacific Gas & Electric Co | 14328 | CA | 120 |  |  | Pacific Gas and Electric Co,
55952 | Merced Power LLC | 56707 | El Nido Facility | 30 W Sandy Mush Rd | El Nido | CA | 95340 | MERCED | 37.1867 | -120.4903 | WECC | CISO | California Independent System Operator | Wells | 22 | NR | 2 | IPP Non-CHP |  | N |  | Y | 10b ? 25P031 | N |  | N | X |  | Pacific Gas & Electric Co | 14328 | CA | 17.5
6541 | Formosa Plastics Corp | 56708 | CFB Power Plant | 201 Formosa Drive | Point Comfort | TX | 77978 | Calhoun | 28.6503 | -96.5397 | TRE | ERCO | Electric Reliability Council of Texas, Inc. | Lake Texana | 325211 | NR | 6 | Industrial Non-CHP |  | N |  | N |  | N |  | N | X |  | AEP Texas Central Company | 3278 | TX | 138 |  |  | Houton Pipeline
56801 | Cisco | 56709 | Christoffer Wind Energy I LLC | 78670 350th Avenue | Worthington | MN | 56187 | Jackson | 43.6256 | -95.3725 | MRO | MISO | Midcontinent Independent Transmission System Operator, Inc.. |  | 22 | NR | 2 | IPP Non-CHP |  | N |  | Y | 07-250-000 | Y | 07-2-000 |  | X |  | Federated Rural Electric Assn | 6258 | MN | 69
56801 | Cisco | 56710 | Christoffer Wind Energy II LLC | 78670 350th Avenue | Worthington | MN | 56187 | Jackson | 43.6256 | -95.3672 | MRO | MISO | Midcontinent Independent Transmission System Operator, Inc.. |  | 22 | NR | 2 | IPP Non-CHP |  | N |  | Y | 07-252-000 | Y | 07-2-000 |  | X |  | Federated Rural Electric Assn | 6258 | MN | 69
56801 | Cisco | 56711 | Christoffer Wind Energy III LLC | 78670 360th Avenue | Round Lake | MN | 56167 | Jackson | 43.6256 | -95.3619 | MRO | MISO | Midcontinent Independent Transmission System Operator, Inc.. |  | 22 | NR | 2 | IPP Non-CHP |  | N |  | Y | 07-251-000 | Y | 07-2-000 |  | X |  | Federated Rural Electric Assn | 6258 | MN | 69
56801 | Cisco | 56712 | Christoffer Wind Energy IV LLC | 78657 360th Avenue | Round Lake | MN | 56167 | Jackson | 43.6256 | -95.3567 | MRO | MISO | Midcontinent Independent Transmission System Operator, Inc.. |  | 22 | NR | 2 | IPP Non-CHP |  | N |  | Y | 07-249-000 | Y | 07-2-000 |  | X |  | Federated Rural Electric Assn | 6258 | MN | 69
59883 | NRG Energy Gas & Wind Holdings Inc | 56750 | Jeffers Wind 20 LLC | 308 S County Road | Jeffers | MN | 56145 | Cottonwood | 44.0578 | -95.2525 | MRO | MISO | Midcontinent Independent Transmission System Operator, Inc.. |  | 22 | NR | 2 | IPP Non-CHP |  | N |  | N |  | Y | EG07-66 | N | X |  | Interstate Power and Light Co | 9417 | MN | 69
59883 | NRG Energy Gas & Wind Holdings Inc | 56751 | Spanish Fork Wind Park 2 LLC | 2876 Gomex Rd | Spanish Fork | UT | 84660 | Utah | 40.0714 | -111.5822 | WECC | PACE | PacifiCorp - East |  | 22 | NR | 2 | IPP Non-CHP |  | N |  | Y | 06-67-000, 001 | Y | 06-69-000, 001 | N | X |  | PacifiCorp | 14354 | UT | 46
59883 | NRG Energy Gas & Wind Holdings Inc | 56752 | Mountain Wind Power LLC | 1748 CR 202 | Fort Bridger | WY | 82933 | Uinta | 41.2881 | -110.4807 | WECC | PACE | PacifiCorp - East |  | 22 | NR | 2 | IPP Non-CHP |  | N |  | Y | QF07-8 | Y | EG13-63 | N | X |  | PacifiCorp | 14354 | WY | 138
59883 | NRG Energy Gas & Wind Holdings Inc | 56753 | Mountain Wind Power II LLC | 1749 CR 202 | Fort Bridger | WY | 82933 | Uinta | 41.2639 | -110.5444 | WECC | PACE | PacifiCorp - East |  | 22 | NR | 2 | IPP Non-CHP |  | N |  | Y | QF07-9 | Y | EG13-64 | N | X |  | PacifiCorp | 14354 | WY | 138
59883 | NRG Energy Gas & Wind Holdings Inc | 56754 | Goat Wind LP | 240 & 241 Texas Hwy 158E | Sterling City | TX | 76951 | Sterling | 31.9519 | -100.7914 | TRE | ERCO | Electric Reliability Council of Texas, Inc. |  | 22 | NR | 2 | IPP Non-CHP |  | N |  | N |  | Y | 08-41-000 | N | X |  | PacifiCorp | 14354 | WY | 34.5
59883 | NRG Energy Gas & Wind Holdings Inc | 56755 | Odin Wind Farm LLC | 56813 County Road 44 | Mountainlake | MN | 56159 | Cottonwood | 43.8953 | -94.9142 | MRO | MISO | Midcontinent Independent Transmission System Operator, Inc.. |  | 22 | NR | 2 | IPP Non-CHP |  | N |  | Y | 08-432-000,433,434-,435,436,437,438,439 | N |  | N | X |  | Interstate Power and Light Co | 9417 | MN | 69
55958 | Capricorn Ridge Wind LLC | 56763 | Capricorn Ridge Wind LLC | 533 Bird Lane, P.O. Box 129 | Sterling City | TX | 76951 | Sterling | 31.9261 | -100.9281 | TRE | ERCO | Electric Reliability Council of Texas, Inc. |  | 22 | NR | 2 | IPP Non-CHP | X | N |  | N |  | N |  | N | X |  | Lower Colorado River Authority | 11269 |  | 138
15399 | Avangrid Renewables Inc | 56764 | Winnebago Wind Power Project | 11995 380th Street | Forest City | IA | 50436 | Winnebago | 43.315 | -93.77 | MRO | MISO | Midcontinent Independent Transmission System Operator, Inc.. |  | 22 | NR | 2 | IPP Non-CHP |  | N |  | N |  | N |  |  | X |  | Dairyland Power Coop | 4716 |  | 69
15399 | Avangrid Renewables Inc | 56765 | Barton Windpower LLC | 1143 410th Street | Kensett | IA | 50448 | Worth | 43.393 | -93.091 | MRO | MISO | Midcontinent Independent Transmission System Operator, Inc.. |  | 22 | NR | 2 | IPP Non-CHP |  | N |  | N |  | N |  |  | X |  | Interstate Power and Light Co | 9417 | IA | 161
15399 | Avangrid Renewables Inc | 56767 | Farmers City Wind LLC | 13987 U.S. Highway 59 | Tarkio | MO | 64491 | Atchison | 40.575 | -95.5228 | SERC | MISO | Midcontinent Independent Transmission System Operator, Inc.. |  | 22 | NR | 2 | IPP Non-CHP |  | N |  | N |  | N |  |  | X |  | MidAmerican Energy Co | 12341 | IA | 345
55961 | CalRenew-1 LLC | 56768 | CalRenew-1 | 450 Belmont Avenue | Mendota | CA | 93640 | Fresno | 36.7575 | -120.3658 | WECC | CISO | California Independent System Operator |  | 22 | NR | 2 | IPP Non-CHP | X | N |  | Y | 10-138-000 | N |  |  | X |  | Pacific Gas & Electric Co | 14328 | CA | 70
15399 | Avangrid Renewables Inc | 56770 | Locust Ridge II LLC | 711 Raven Run Road | Shenandoah | PA | 17976 | Schuylkill | 40.8411 | -76.1547 | RFC | PJM | PJM Interconnection, LLC |  | 22 | NR | 2 | IPP Non-CHP |  | N |  | N |  | N |  |  | X |  | PPL Electric Utilities Corp | 14715 | PA | 69
55963 | AE Power Services LLC | 56771 | Silver Star I Wind Power Project | 10893 CR397 | Dublin | TX | 76446 | Erath | 32.3386 | -98.4761 | TRE | ERCO | Electric Reliability Council of Texas, Inc. |  | 22 | NR | 2 | IPP Non-CHP |  | N |  | N |  | Y | 08-69-000 | N | X |  | Oncor Electric Delivery Company LLC | 44372 | TX | 138
49893 | Invenergy Services LLC | 56773 | McAdoo Wind Energy LLC | 401 W FM 193 | McAdoo | TX | 79243 | Dickens | 33.7522 | -100.9674 | TRE | ERCO | Electric Reliability Council of Texas, Inc. |  | 22 | NR | 2 | IPP Non-CHP | X | N |  | N |  | N |  | N | X |  | AEP Texas North Company | 20404 | TX | 138
49893 | Invenergy Services LLC | 56774 | Turkey Track Wind Energy LLC | 4310 A Hwy 153 | Blackwell | TX | 79537 | Nolan | 32.1981 | -100.2686 | TRE | ERCO | Electric Reliability Council of Texas, Inc. |  | 22 | NR | 2 | IPP Non-CHP | X | N |  | N |  | N |  | N | X |  | AEP Texas North Company | 20404 | TX | 138
49893 | Invenergy Services LLC | 56775 | Scurry County Wind II | 6543 E Hwy | Snyder | TX | 79549 | Scurry | 32.7181 | -100.7933 | TRE | ERCO | Electric Reliability Council of Texas, Inc. |  | 22 | NR | 2 | IPP Non-CHP | X | N |  | N |  | N |  | N | X |  | Oncor Electric Delivery Company LLC | 44372 | TX | 138
49893 | Invenergy Services LLC | 56776 | Gunsight Mountain Wind Energy LLC | 17012 North County Road 33 | Big Spring | TX | 79720 | Howard | 32.2403 | -101.4736 | TRE | ERCO | Electric Reliability Council of Texas, Inc. |  | 22 | NR | 2 | IPP Non-CHP | X | N |  | N |  | N |  | N | X |  | Oncor Electric Delivery Company LLC | 44372 | TX | 138
55963 | AE Power Services LLC | 56777 | Fowler Ridge Wind Farm LLC | 91S 100 East | Fowler | IN | 47944 | Benton | 40.5839 | -87.3336 | RFC | PJM | PJM Interconnection, LLC |  | 22 | NR | 2 | IPP Non-CHP |  | N |  | N |  | Y | 08-94-000, 08-96-000,09-80-000. | N | X |  | Indiana Michigan Power Co | 9324 | IN | 345
55963 | AE Power Services LLC | 56779 | Sherbino I Wind Farm | 568 Private Road 6038 | Fort Stockton | TX | 79735 | Pecos | 30.8073 | -102.3556 | TRE | ERCO | Electric Reliability Council of Texas, Inc. |  | 22 | NR | 2 | IPP Non-CHP |  | N |  | N |  | Y | 08-81-000 | N | X |  | Texas-New Mexico Power Co | 40051 | TX | 138
55968 | Evergreen BioPower LLC | 56781 | Evergreen BioPower LLC | 141 14th St | Lyons | OR | 97358 | Linn | 44.7708 | -122.612 | WECC | PACW | PacifiCorp - West | Wells | 321 | NR | 7 | Industrial CHP |  | Y | 06-222-000 | Y | 06-222-000 | N |  | N | X |  | PacifiCorp | 14354 | OR | 69
12199 | Montana-Dakota Utilities Co | 56782 | Diamond Willow Wind Facility | HWY 12 | Baker | MT | 59313 | FALLON | 46.2753 | -104.1836 | MRO | MISO | Midcontinent Independent Transmission System Operator, Inc.. |  | 22 | RE | 1 | Electric Utility | X | N |  | N |  | N |  | N | X |  | Montana-Dakota Utilities Co | 12199 | MT | 57
55981 | Elbow Creek Wind Project LLC | 56783 | Elbow Creek Wind Project LLC | 9919 Kay | Forsan | TX | 79733 | Howard | 32.1408 | -101.3986 | TRE | ERCO | Electric Reliability Council of Texas, Inc. |  | 22 | NR | 2 | IPP Non-CHP |  | N |  | N |  | N |  |  | X |  | Oncor Electric Delivery Company LLC | 44372 | TX | 345
55990 | Cloud County Windfarm, LLC | 56784 | Cloud County Wind Farm | 1409 Iron Road | Concordia | KS | 66901 | Cloud | 39.4375 | -97.6644 | SPP | SWPP | Southwest Power Pool |  | 22 | NR | 2 | IPP Non-CHP |  | N |  | N |  | Y | 08-1225 |  | X |  | Prairie Land Electric Coop Inc | 13799 | KS | 230
55988 | Virginia Polytechnic Inst and State Unv | 56785 | Virginia Tech Power Plant | Barger Street | Blacksburg | VA | 24061 | MONTGOMERY | 37.2319 | -80.4211 | RFC | PJM | PJM Interconnection, LLC | New River via Water Authority | 611 | NR | 5 | Commercial CHP |  | N |  | N |  | N |  | N | X |  | Virginia Tech Electric Service | 19882 | VA | 12.5 |  |  | Atmos energy.
7570 | Great River Energy | 56786 | Spiritwood Station | 3366 93rd Ave SE, P.O. Box 8 | Spiritwood | ND | 58481 | Stutsman | 46.9264 | -98.4997 | MRO | MISO | Midcontinent Independent Transmission System Operator, Inc.. | Jamestown POTW | 22 | RE | 1 | Electric Utility |  | N |  | N |  | N |  | N | X |  | Otter Tail Power Co | 14232 | ND | 115 |  |  | Williston Basin Pipeline MDU
335 | Air Liquide Large Industries U.S. LP | 56787 | Geismar Cogen | 36597 Hwy 30 | Geismar | LA | 70734 | Ascension | 30.209 | -90.9921 | SERC | MISO | Midcontinent Independent Transmission System Operator, Inc.. | BASF/Mississippi River | 325 | NR | 7 | Industrial CHP |  | Y | 99-91-000 | N |  | N |  | N | X |  | Entergy Louisiana LLC | 11241 | LA | 138 |  |  | Kinder Morgan Tejas
15399 | Avangrid Renewables Inc | 56789 | Pebble Springs Wind LLC | 74623 Rhea Road | Wasco | OR | 97812 | Gilliam | 45.7119 | -120.125 | WECC | BPAT | Bonneville Power Administration |  | 22 | NR | 2 | IPP Non-CHP |  | N |  | N |  | N |  |  | X |  | Bonneville Power Administration | 1738 | OR | 230
15399 | Avangrid Renewables Inc | 56790 | Hay Canyon Wind Power LLC | 98100 Baseline Lane | Moro | OR | 97039 | Sherman | 45.52 | -120.5744 | WECC | BPAT | Bonneville Power Administration |  | 22 | NR | 2 | IPP Non-CHP |  | N |  | N |  | N |  |  | X |  | Bonneville Power Administration | 1738 | OR | 345
15399 | Avangrid Renewables Inc | 56791 | Dillon Wind LLC | 19020 North Indian Ave Ste 7-C | North Palm Springs | CA | 92258 | Riverside | 33.9393 | -116.5527 | WECC | CISO | California Independent System Operator |  | 22 | NR | 2 | IPP Non-CHP |  | N |  | N |  | Y | 07-35-000 |  | X |  | Southern California Edison Co | 17609 | CA | 115
15399 | Avangrid Renewables Inc | 56792 | Buffalo Ridge I LLC | 21006 486th Avenue | Elkton | SD | 57026 | Brookings | 44.4328 | -96.4779 | MRO | MISO | Midcontinent Independent Transmission System Operator, Inc.. |  | 22 | NR | 2 | IPP Non-CHP |  | N |  | N |  | N |  |  | X |  | Northern States Power Co - Minnesota | 13781 | SD | 115
15399 | Avangrid Renewables Inc | 56793 | Elm Creek Wind LLC | 231 220th Street | Trimont | MN | 56176 | Jackson | 43.7542 | -94.9497 | MRO | MISO | Midcontinent Independent Transmission System Operator, Inc.. |  | 22 | NR | 2 | IPP Non-CHP |  | N |  | N |  | N |  |  | X |  | PPL Electric Utilities Corp | 14715 | PA | 34.5
15399 | Avangrid Renewables Inc | 56794 | Moraine II Wind LLC | 4 151st Street | Woodstock | MN | 56186 | Pipestone | 44.1238 | -96.0784 | MRO | MISO | Midcontinent Independent Transmission System Operator, Inc.. |  | 22 | NR | 2 | IPP Non-CHP |  | N |  | N |  | N |  |  | X |  | Northern States Power Co - Minnesota | 13781 | MN | 115
15399 | Avangrid Renewables Inc | 56795 | Penascal Wind Power LLC | 581 South Highway 77 | Sarita | TX | 78385 | Kenedy | 27.0702 | -97.5077 | TRE | ERCO | Electric Reliability Council of Texas, Inc. |  | 22 | NR | 2 | IPP Non-CHP |  | N |  | N |  | N |  |  | X |  | AEP Texas Central Company | 3278 | TX | 345
15399 | Avangrid Renewables Inc | 56796 | South Chestnut LLC | 1745 Skyline Drive | Farmington | PA | 15437 | Fayette | 39.7513 | -79.7271 | RFC | PJM | PJM Interconnection, LLC |  | 22 | NR | 2 | IPP Non-CHP |  | N |  | N |  | N |  |  | X |  | West Penn Power Company | 20387 | PA | 138
55992 | Pioneer Prairie Wind Farm I, LLC | 56797 | Pioneer Prairie Wind Farm | 4968 Valley Ave | McIntire | IA | 50455 | Mitchell | 43.4839 | -92.6131 | MRO | MISO | Midcontinent Independent Transmission System Operator, Inc.. |  | 22 | NR | 2 | IPP Non-CHP |  | N |  | N |  | Y | 07-85 |  | X |  | ITC Midwest LLC | 56161 |  | 345
55993 | Kleen Energy Systems, LLC | 56798 | Kleen Energy Systems Project | 1349 River Road | Midldetown | CT | 6457 | Middlesex | 41.5532 | -72.5969 | NPCC | ISNE | ISO New England Inc. | Connecticut River | 22 | NR | 2 | IPP Non-CHP |  | N |  | N |  | Y | 07-59-000 | N | X |  | Connecticut Light & Power Co | 4176 | CT | 345 |  |  | Algonquin
9617 | JEA | 56799 | Greenland Energy Center | 12121 Phillips Hwy | Jacksonville | FL | 32258 | Duval | 30.1591 | -81.5184 | FRCC | JEA | JEA | Municipality | 22 | RE | 1 | Electric Utility |  | N |  | N |  | N |  | N | X |  | JEA | 9617 | FL | 230 |  |  | Seacoast Gas Transmission
8797 | Hull Municipal Light Plant | 56800 | Hull Wind II | Dump Access Road | Hull | MA | 2045 | Plymouth | 42.2611 | -70.8564 | NPCC | ISNE | ISO New England Inc. |  | 22 | RE | 1 | Electric Utility | Y | N |  | N |  | N |  | N | X |  | Massachusetts Electric Co | 11804 | MA | 13.8
56019 | Panoche Energy Center, LLC | 56803 | Panoche Energy Center | 43833 West Panoche Road | Firbaugh | CA | 93662 | Fresno | 36.6514 | -120.5833 | WECC | CISO | California Independent System Operator | On site wells | 22 | NR | 2 | IPP Non-CHP |  | N |  | N |  | N |  | N | X |  | Pacific Gas & Electric Co | 14328 | CA | 230 |  |  | PG&E Gas Line #2 for Backbone service
55918 | Acciona Wind Energy USA LLC | 56804 | Red Hills Wind Project LLC | 10217 N 2020 Rd | Hammon | OK | 73650 | Roger Mills | 35.535 | -99.3828 | SPP | SWPP | Southwest Power Pool |  | 22 | NR | 2 | IPP Non-CHP | N | N |  | N |  | Y | 09-4-000 | N | X |  | Western Farmers Elec Coop, Inc | 20447 |  | 138
55918 | Acciona Wind Energy USA LLC | 56805 | EcoGrove Wind LLC | 9370 N Baker Rd | Lena | IL | 61048 | Stephenson | 42.4515 | -89.8784 | RFC | PJM | PJM Interconnection, LLC |  | 22 | NR | 2 | IPP Non-CHP | N | N |  | N |  | Y | 09-25-000 | N | X |  | Commonwealth Edison Co | 4110 | IL | 138
56020 | NRG Cedar Bayou Development Company LLC | 56806 | Cedar Bayou 4 | 7705 West Bay Road | Eldon | TX | 77523 | Chambers | 29.7516 | -94.9231 | TRE | ERCO | Electric Reliability Council of Texas, Inc. | Cedar Bayou | 22 | NR | 2 | IPP Non-CHP |  | N |  | N |  | Y | 07-80-000, 09-37-000 | N | X |  | CenterPoint Energy | 8901 | TX | 345 |  |  | Spectra, Kinder Morgan Tejas, Enterprise
19876 | Virginia Electric & Power Co | 56807 | Bear Garden | 2608 C. G. Woodson Road | New Canton | VA | 23123 | Buckingham | 37.6956 | -78.2853 | SERC | PJM | PJM Interconnection, LLC | James River (ECTI) | 22 | RE | 1 | Electric Utility |  | N |  | N |  | N |  | N | X |  | Virginia Electric & Power Co | 19876 | VA | 230 |  |  | Transco
19876 | Virginia Electric & Power Co | 56808 | Virginia City Hybrid Energy Center | 15515 Bull Run Road | St. Paul | VA | 24283 | Wise | 36.9164 | -82.3381 | RFC | PJM | PJM Interconnection, LLC | Municipality | 22 | RE | 1 | Electric Utility |  | N |  | N |  | N |  | N | X |  | Appalachian Power Co | 733 | VA | 138
12341 | MidAmerican Energy Co | 56809 | Carroll Wind Farm | 1832 Industrial Park Road | Carroll | IA | 51401 | Carroll | 42.1622 | -94.93 | MRO | MISO | Midcontinent Independent Transmission System Operator, Inc.. |  | 22 | RE | 1 | Electric Utility |  | N |  | N |  | N |  |  | X |  | MidAmerican Energy Co | 12341 | IA | 161
12341 | MidAmerican Energy Co | 56810 | Adair Wind Farm | 106 Hillcrest St. | Adair | IA | 50002 | Adair | 41.4236 | -94.665 | MRO | MISO | Midcontinent Independent Transmission System Operator, Inc.. |  | 22 | RE | 1 | Electric Utility |  | N |  | N |  | N |  |  | X |  | MidAmerican Energy Co | 12341 | IA | 161
12341 | MidAmerican Energy Co | 56811 | Walnut Wind Farm | 236 Pearl St. | Walnut | IA | 51577 | Pottawattamie | 41.4517 | -95.2383 | MRO | MISO | Midcontinent Independent Transmission System Operator, Inc.. |  | 22 | RE | 1 | Electric Utility |  | N |  | N |  | N |  |  | X |  | MidAmerican Energy Co | 12341 | IA | 161
56023 | Arizona Solar One LLC | 56812 | Solana Generating Station | 57750 S. Painted Rock Dam Road | Gila Bend | AZ | 85337 | Maricopa | 32.9223 | -112.9559 | WECC | AZPS | Arizona Public Service Company |  | 22 | NR | 2 | IPP Non-CHP |  | N |  | N |  | Y | ER10-2774-000, ER10-2774-001 | N | X |  | Arizona Public Service Co | 803 | AZ | 230
56028 | MMA Fresno Power LP | 56813 | CSU Fresno Solar Project | 5241 North Maple Ave. | Fresno | CA | 93740 | FRESNO | 36.8098 | -119.7417 | WECC | CISO | California Independent System Operator |  | 22 | NR | 2 | IPP Non-CHP | X | N |  | Y | 08-92-00 | N |  | N | X |  | Pacific Gas & Electric Co | 14328 | CA | 12.47
56027 | MMA LA Power LP | 56814 | ELACC Photovoltaic Power Facility | 1301 Avenida Cesar Chavez | Los Angeles | CA | 91754 | LOS ANGELES | 34.0403 | -118.1481 | WECC | CISO | California Independent System Operator |  | 22 | NR | 2 | IPP Non-CHP | X | N |  | Y | 08-521-000 | N |  | N | X |  | Southern California Edison Co | 17609 | CA | 4.16
56026 | MMA DAS Power | 56815 | Denver Int Airport | 8500 Pena Blvd | Denver | CO | 80249 | DENVER | 39.8368 | -104.6971 | WECC | PSCO | Public Service Company of Colorado |  | 22 | NR | 2 | IPP Non-CHP | X | N |  | Y | 08-696 | N |  | N | X |  | Public Service Co of Colorado | 15466 | CO | 4.16
22500 | Westar Energy Inc | 56818 | Central Plains Wind Farm | 206 N. County Road 25 | Marienthal | KS | 67863 | Wichita | 38.5032 | -101.1615 | SPP | SWPP | Southwest Power Pool |  | 22 | RE | 1 | Electric Utility | N | N |  | N |  | N |  | N | X |  | Westar Energy Inc | 22500 | KS | 115
22500 | Westar Energy Inc | 56819 | Flat Ridge Wind Farm | 7329 NE Ridge Road | Nashville | KS | 67112 | Barber | 37.3692 | -98.4603 | SPP | SWPP | Southwest Power Pool |  | 22 | RE | 1 | Electric Utility | N | N |  | N |  | N |  | N | X |  | Westar Energy Inc | 22500 | KS | 138
14328 | Pacific Gas & Electric Co | 56820 | Britton Powerhouse | To be determined | Burney | CA | 96013 | SHASTA | 41.0214 | -121.675 | WECC | CISO | California Independent System Operator | Pit River | 22 | RE | 1 | Electric Utility |  | N |  | N |  | N |  |  | X |  | Pacific Gas & Electric Co | 14328 | CA | 12
14328 | Pacific Gas & Electric Co | 56821 | Chalk Mountain Powerhouse | To be determined | Big Bend | CA | 96011 | SHASTA | 40.9881 | -121.7683 | WECC | CISO | California Independent System Operator | Pit river | 22 | RE | 1 | Electric Utility |  | N |  | N |  | N |  |  | X |  | Pacific Gas & Electric Co | 14328 | CA | 12
14328 | Pacific Gas & Electric Co | 56822 | Rock Creek Dam | To be determined | Storrie | CA | 95980 | Plumas | 39.9869 | -121.2831 | WECC | CISO | California Independent System Operator | North Fork Feather River | 22 | RE | 1 | Electric Utility |  | N |  | N |  | N |  |  | X |  | Pacific Gas & Electric Co | 14328 | CA | 21
56033 | Hackberry Wind LLC | 56823 | Hackberry Wind Farm | 177 Private Road | Albany | TX | 76430 | Shackelford | 32.7683 | -99.4228 | TRE | ERCO | Electric Reliability Council of Texas, Inc. |  | 22 | NR | 2 | IPP Non-CHP | N | N |  | N |  | N |  | N | X |  | Oncor Electric Delivery Company LLC | 44372 | TX | 345
56806 | Marshall Wind | 56824 | Marshall Wind 2 LLC | 1917 County Road 7 | Marshall | MN | 56258 | Lyon | 44.3236 | -95.8222 | MRO | SWPP | Southwest Power Pool |  | 22 | NR | 2 | IPP Non-CHP |  | N |  | Y | 08-58-000 | N |  |  | X |  | Lyon-Lincoln Electric Coop Inc | 11345 | MN | 34.5
56806 | Marshall Wind | 56825 | Marshall Wind 3 LLC | 1862 250th Avenue | Marshall | MN | 56258 | Lyon | 44.3211 | -95.7942 | MRO | SWPP | Southwest Power Pool |  | 22 | NR | 2 | IPP Non-CHP |  | N |  | Y | 08-55-000 | N |  |  | X |  | Lyon-Lincoln Electric Coop Inc | 11345 | MN | 34.5
56806 | Marshall Wind | 56826 | Marshall Wind 4 LLC | 1951 County Road 7 | Marshall | MN | 56258 | Lyon | 44.3361 | -95.8242 | MRO | SWPP | Southwest Power Pool |  | 22 | NR | 2 | IPP Non-CHP |  | N |  | Y | 08-56-000 | N |  |  | X |  | Lyon-Lincoln Electric Coop Inc | 11345 | MN | 34.5
56806 | Marshall Wind | 56827 | Marshall Wind 5 LLC | 1926 230th Avenue | Marshall | MN | 56258 | Lyon | 44.3303 | -95.8344 | MRO | SWPP | Southwest Power Pool |  | 22 | NR | 2 | IPP Non-CHP |  | N |  | Y | 08-57-000 | N |  |  | X |  | Lyon-Lincoln Electric Coop Inc | 11345 | MN | 34.5
56806 | Marshall Wind | 56828 | Marshall Wind 6 LLC | 1926 230th Avenue | Marshall | MN | 56258 | Lyon | 44.3308 | -95.8297 | MRO | SWPP | Southwest Power Pool |  | 22 | NR | 2 | IPP Non-CHP |  | N |  | Y | 08-60-000 | N |  |  | X |  | Lyon-Lincoln Electric Coop Inc | 11345 | MN | 34.5
56030 | TransCanada Maine Wind Development Inc | 56829 | Kibby Wind Power Project | 3647 The Arnold Trail | Chain of Ponds | ME | 4936 | Chain of Ponds | 45.3853 | -70.5258 | NPCC | ISNE | ISO New England Inc. |  | 22 | NR | 2 | IPP Non-CHP |  | N |  | N |  | N |  | N | X |  | Central Maine Power Co | 3266 | ME | 115
20860 | Wisconsin Public Service Corp | 56831 | Crane Creek Wind Energy Center | E.of Addison S. of 50th St | Riceville | IA | 50466 | Howard | 43.3978 | -92.4736 | MRO | MISO | Midcontinent Independent Transmission System Operator, Inc.. |  | 22 | RE | 1 | Electric Utility |  | N |  | N |  | N |  |  | X |  | American Transmission Systems Inc | 56162 |  | 161
34691 | Ormat Nevada Inc | 56832 | North Brawley Geothermal Plant | 4982 Hovley Road | Brawley | CA | 92250 | Imperial | 33.0139 | -115.5439 | WECC | IID | Imperial Irrigation District |  | 22 | NR | 2 | IPP Non-CHP |  | N |  | Y | ER08-1574, ER10-2294 | N |  |  | X |  | Imperial Irrigation District | 9216 | CA | 92
34691 | Ormat Nevada Inc | 56833 | OREG 1 Inc | 5444 Road 1016, HC80, Box 39 | Culbertson | MT | 59218 | Roosevelt | 48.2139 | -104.3975 | MRO | SWPP | Southwest Power Pool |  | 22 | NR | 2 | IPP Non-CHP |  | N |  | Y | QF11-115, QF11-116, QF11-117, QF11-118 | N |  |  | X |  | Mor-Gran-Sou Electric Coop Inc | 12899 | ND | 69
56046 | High Plains | 56834 | High Plains Wind Power LLC | 536 FM293 | Panhandle | TX | 79068 | Carson | 35.3503 | -101.54 | SPP | SWPP | Southwest Power Pool |  | 22 | NR | 2 | IPP Non-CHP |  | N |  | Y | 07-257-000 | N |  |  | X |  | Southwestern Public Service Co | 17718 | TX | 13.2
56045 | EXC Wind 11 | 56835 | EXC Wind 11 LLC | 10655 US Highway 287 | Dumas | TX | 79029 | Moore | 35.8119 | -101.9789 | SPP | SWPP | Southwest Power Pool |  | 22 | NR | 2 | IPP Non-CHP |  | N |  | Y | 07-56-000 | N |  |  | X |  | Southwestern Public Service Co | 17718 | TX | 34.5
56044 | EXC Wind 10 | 56836 | EXC Wind 10 LLC | 6000 Stallwitz Road | Dumas | TX | 79029 | Moore | 35.8081 | -101.9986 | SPP | SWPP | Southwest Power Pool |  | 22 | NR | 2 | IPP Non-CHP |  | N |  | Y | 07-55-000 | N |  |  | X |  | Southwestern Public Service Co | 17718 | TX | 34.5
56043 | EXC Wind 9 | 56837 | EXC Wind 9 LLC | 11572 Texas Beef Road | Sunray | TX | 79086 | Moore | 35.9614 | -101.8033 | SPP | SWPP | Southwest Power Pool |  | 22 | NR | 2 | IPP Non-CHP |  | N |  | Y | 07-54-000 | N |  |  | X |  | Southwestern Public Service Co | 17718 | TX | 12.5
56042 | EXC Wind 8 | 56838 | EXC Wind 8 LLC | 11896 Light Plant Road | Sunray | TX | 79086 | Moore | 36.0075 | -101.8614 | SPP | SWPP | Southwest Power Pool |  | 22 | NR | 2 | IPP Non-CHP |  | N |  | Y | 07-53-000 | N |  |  | X |  | Southwestern Public Service Co | 17718 | TX | 34.5
56041 | EXC Wind 7 | 56839 | EXC Wind 7 LLC | 6603 FM 281 | Sunray | TX | 79086 | Moore | 36.0264 | -101.9 | SPP | SWPP | Southwest Power Pool |  | 22 | NR | 2 | IPP Non-CHP |  | N |  | Y | 07-46-000 | N |  |  | X |  | Rita Blanca Electric Coop, Inc | 16063 | TX | 34.5
56806 | Marshall Wind | 56840 | Marshall Wind 1 LLC | 2409 190th Street | Marshall | MN | 56258 | Lyon | 44.3253 | -95.8142 | MRO | SWPP | Southwest Power Pool |  | 22 | NR | 2 | IPP Non-CHP |  | N |  | Y | 08-59-000 | N |  |  | X |  | Lyon-Lincoln Electric Coop Inc | 11345 | MN | 34.5
14354 | PacifiCorp | 56841 | Glenrock | 1026 55 Ranch Road | Glenrock | WY | 82637 | Converse | 43.0181 |  | WECC | PACE | PacifiCorp - East |  | 22 | RE | 1 | Electric Utility |  | N |  | N |  | N |  |  | X |  | PacifiCorp | 14354 | WY | 230
14354 | PacifiCorp | 56842 | Rolling Hills | 1026 55 Ranch Road | Glenrock | WY | 82637 | Converse | 43.0572 | -105.8543 | WECC | PACE | PacifiCorp - East |  | 22 | RE | 1 | Electric Utility |  | N |  | N |  | N |  |  | X |  | PacifiCorp | 14354 | WY | 230
14354 | PacifiCorp | 56843 | Seven Mile Hill | 3 Miles NW of Medicine Bow | Medicine Bow | WY | 82329 | Carbon | 41.9203 | -106.3758 | WECC | PACE | PacifiCorp - East |  | 22 | RE | 1 | Electric Utility |  | N |  | N |  | N |  |  | X |  | PacifiCorp | 14354 | WY | 230
56031 | CPV Maryland LLC | 56846 | CPV St Charles Energy Center | 5025 Thomas Edison Drive | Waldorf | MD | 20602 | CHARLES | 38.5686 | -76.8919 | RFC | PJM | PJM Interconnection, LLC | Mattawoman WWTP | 22 | NR | 2 | IPP Non-CHP |  | N |  | N |  | N |  | N | X |  | Potomac Electric Power Co | 15270 | MD | 230 |  |  | This pipeline will be a project owned 16" lateral interconnected to DCP's dual 36" pipelines.
56067 | Plainfield Renewable Energy, LLC | 56847 | Plainfield Renewable Energy LLC | Millbrook Road | Plainfield | CT | 6374 | Windham | 41.6644 | -71.9242 | NPCC | ISNE | ISO New England Inc. | Quinebaug River | 22 | NR | 2 | IPP Non-CHP |  | N |  | N |  | N |  | N | X |  | Connecticut Light & Power Co | 4176 | CT | 115
56069 | SunCoke Energy, Inc. | 56848 | Haverhill North Cogeneration Facility | 2446 Gallia Pike | Franklin Furnace | OH | 45629 | Scioto | 38.5967 | -82.8286 | RFC | PJM | PJM Interconnection, LLC | well water | 22 | NR | 3 | IPP CHP |  | Y | 08-1250-000, 08-1250-001, 08-1250-002 | N |  | N |  | N | X |  | Ohio Power Co | 14006 | OH | 69 |  |  | Columbia Gas
3046 | Duke Energy Progress - (NC) | 56849 | Woodfin | Riverside Dr and Dixie Hwy | Woodfin | NC | 28804 | Buncombe | 35.65 | -82.5575 | SERC | CPLE | Progress Energy Carolinas - EAST |  | 22 | RE | 1 | Electric Utility |  | N |  | N |  | N |  | N | X |  | Progress Energy Carolinas Inc | 3046 | NC | 230
7477 | Granger Electric Co | 56850 | Lanchester Generating Station | 481 S Churchtown Rd | Narvon | PA | 17555 | LANCASTER | 40.1108 | -75.9547 | RFC | PJM | PJM Interconnection, LLC |  | 22 | NR | 2 | IPP Non-CHP |  | N |  | N |  | N |  |  | X |  | PPL Electric Utilities Corp | 14715 | PA | 12.47
7477 | Granger Electric Co | 56851 | South Kent Generating Station | 300 100th Street SW | Byron Center | MI | 49315 | KENT | 42.7814 | -85.6728 | RFC | MISO | Midcontinent Independent Transmission System Operator, Inc.. |  | 22 | NR | 2 | IPP Non-CHP |  | N |  | N |  | N |  |  | X |  | Consumers Energy Co | 4254 | MI | 46
7477 | Granger Electric Co | 56852 | White Feather Generating Station | 2401 E Whitefeather Rd | Pinconning | MI | 48650 | BAY | 43.8983 | -83.9494 | RFC | MISO | Midcontinent Independent Transmission System Operator, Inc.. |  | 22 | NR | 2 | IPP Non-CHP |  | N |  | N |  | N |  |  | X |  | Consumers Energy Co | 4254 | MI | 46
7477 | Granger Electric Co | 56853 | Trans-Jordan Generating Station | 10873 S Highway 111 | South Jordan | UT | 84095 | SALT LAKE | 40.55 | -112.0631 | WECC | PACE | PacifiCorp - East |  | 22 | NR | 2 | IPP Non-CHP |  | N |  | N |  | N |  |  | X |  | PacifiCorp | 14354 | UT | 46
56073 | Wheat Field Wind Power Project LLC | 56854 | Wheat Field Wind Power Project | 73501 Blalock Canyon Road | Arlington | OR | 97812 | Gilliam | 45.6758 | -120.3183 | WECC | BPAT | Bonneville Power Administration |  | 22 | NR | 2 | IPP Non-CHP | X | N |  | N |  | Y | EG08-10 | N | X |  | Bonneville Power Administration | 1738 | OR | 230
56074 | Arlington Wind Power Project LLC | 56855 | Arlington Wind Power Project | 72650 Rattlesnake Road | Arlington | OR | 97812 | Gilliam | 45.7167 | -120.2008 | WECC | BPAT | Bonneville Power Administration |  | 22 | NR | 2 | IPP Non-CHP |  | N |  | N |  | Y | EG08-2 | N | X |  | Bonneville Power Administration | 1738 | OR | 230
56075 | Rail Splitter Wind Farm LLC | 56856 | Rail Splitter Wind Farm | 27497 Voynton Rd. | Hopedale | IL | 61747 | Tazewell | 40.3692 | -89.4022 | SERC | MISO | Midcontinent Independent Transmission System Operator, Inc.. |  | 22 | NR | 2 | IPP Non-CHP |  | N |  | N |  | Y | EG08-27; ER08-1227 | N | X |  | Ameren Illinois Company | 56697 | IL | 138
56072 | Marble River, LLC | 56857 | Marble River Wind Farm | 11 Marble River Way | Churubusco | NY | 12933 | Clinton | 44.9758 | -73.9297 | NPCC | NYIS | New York Independent System Operator |  | 22 | NR | 2 | IPP Non-CHP | X | N |  | N |  | Y | EG08-5 | N | X |  | New York State Elec & Gas Corp | 13511 | NY | 230
56071 | Sagebrush Power Partners, LLC | 56858 | Sagebrush Power Partners | 3701 Hayward Rd | Ellensburg | WA | 98922 | Kittitas | 47.1356 | -120.6872 | WECC | BPAT | Bonneville Power Administration |  | 22 | NR | 2 | IPP Non-CHP | N | N |  | N |  | Y | EG07-86 | N | X |  | Bonneville Power Administration | 1738 | WA | 230
59883 | NRG Energy Gas & Wind Holdings Inc | 56859 | Crosswind Energy Project | 3950 360th Avenue | Ruthven | IA | 50516 | Palo Alto | 43.0475 | -94.9228 | MRO | MISO | Midcontinent Independent Transmission System Operator, Inc.. |  | 22 | NR | 2 | IPP Non-CHP |  | N |  | Y | QF05-27, 05-225, -5-224, 06-232, 05-219, 05-222, 05-226 | N |  | N | X |  | Corn Belt Power Coop | 4363 |  | 69
59883 | NRG Energy Gas & Wind Holdings Inc | 56860 | Hardin Hilltop Wind LLC | 1563 220th Street | Jefferson | IA | 50129 | GREENE | 42.0822 | -94.365 | MRO | MISO | Midcontinent Independent Transmission System Operator, Inc.. |  | 22 | NR | 2 | IPP Non-CHP |  | N |  | Y | 05-186-000 | N |  | N | X |  | Interstate Power and Light Co | 9417 | IA | 34.5
56105 | MMA WBF Power LP | 56862 | Bolthouse S&P and Rowen Farms Solar | 24476 E Ave R-8 | Palmdale | CA | 93591 | LOS ANGELES | 34.5644 | -117.6933 | WECC | CISO | California Independent System Operator |  | 22 | NR | 2 | IPP Non-CHP |  | N |  | N |  | N |  |  | X |  | Southern California Edison Co | 17609 | CA | 4.16
59828 | Solid Waste Authority of Central Ohio | 56863 | Model Gas Power Station | 3299 Jackson Pike | Grove City | OH | 43123 | FRANKLIN | 39.8908 | -83.0272 | RFC | PJM | PJM Interconnection, LLC |  | 22 | NR | 2 | IPP Non-CHP |  | N |  | N |  | Y | 01-51-000 | N | X |  | City of Columbus - (OH) | 4065 | OH | 14.4
55858 | Energy Developments Inc | 56864 | Covel Gardens Gas Recovery | 8611 Covel Road | San Antonio | TX | 78252 | BEXAR | 29.3467 | -98.6536 | TRE | ERCO | Electric Reliability Council of Texas, Inc. |  | 22 | NR | 2 | IPP Non-CHP |  | N |  | N |  | Y | 08-648-000 |  | X |  | City of San Antonio - (TX) | 16604 | TX | 13.2
55858 | Energy Developments Inc | 56865 | Ottawa County Project | 530 North Camp Road | Port Clinton | OH | 43452 | OTTAWA | 41.5283 | -83.0353 | RFC | PJM | PJM Interconnection, LLC |  | 22 | NR | 2 | IPP Non-CHP |  | N |  | N |  | Y | 00-66-000 |  | X |  | Ohio Edison Co | 13998 | OH | 69
55858 | Energy Developments Inc | 56866 | Middle Point Landfill Gas Recovery | 752 Jefferson Pike | Murfreesboro | TN | 37130 | RUTHERFORD | 35.9342 | -86.3756 | SERC | TVA | Tennessee Valley Authority |  | 22 | NR | 2 | IPP Non-CHP |  | N |  | N |  | Y | 03-4-000 |  | X |  | Middle Tennessee E M C | 12470 | TN | 26
55858 | Energy Developments Inc | 56867 | Roberts Road Power Plant | 180 Roberts Road | Fayetteville | GA | 30214 | FAYETTE | 33.4878 | -84.4406 | SERC | SOCO | Southern Company Services, Inc. - Trans |  | 22 | NR | 2 | IPP Non-CHP |  | N |  | N |  | Y | 03-148-000 |  | X |  | Coweta-Fayette El Member Corp | 4432 | GA | 12.47
55858 | Energy Developments Inc | 56868 | Carbon Limestone | 7960 South State Line Road | Lowellville | OH | 44436 | Mahoning | 40.9975 | -80.5208 | RFC | PJM | PJM Interconnection, LLC |  | 22 | NR | 2 | IPP Non-CHP |  | N |  | N |  | Y | 01-54-000 |  | X |  | Ohio Edison Co | 13998 | OH | 69
55858 | Energy Developments Inc | 56869 | Loraine County Project | 435550 | Oberlin | OH | 44074 | LORAIN | 41.3006 | -82.1803 | RFC | PJM | PJM Interconnection, LLC |  | 22 | NR | 2 | IPP Non-CHP |  | N |  | N |  | Y | 01-55-000 |  | X |  | City of Oberlin - (OH) | 13949 | OH | 69
55858 | Energy Developments Inc | 56870 | Taylor | County Road 33 & Stewart Road | Mauk | GA | 31058 | Taylor | 32.4522 | -84.3872 | SERC | SOCO | Southern Company Services, Inc. - Trans |  | 22 | NR | 2 | IPP Non-CHP |  | N |  | N |  | Y | 03-149-000 |  | X |  | Flint Electric Membership Corp | 6411 | GA | 25
55858 | Energy Developments Inc | 56871 | Zion Landfill Gas to Energy Facility | 801 Green Bay Road | Zion | IL | 60099 | LAKE | 42.4803 | -87.8861 | RFC | PJM | PJM Interconnection, LLC |  | 22 | NR | 2 | IPP Non-CHP |  | N |  | N |  | Y | 01-16-000 |  | X |  | Commonwealth Edison Co | 4110 | IL | 12.47
7977 | City of Hamilton - (OH) | 56872 | Meldahl Hydroelectric Project | Rt. 8 Ohio River Mile 436.2 | Foster | KY | 41002 | Bracken | 38.7914 | -84.173 | SERC | PJM | PJM Interconnection, LLC | Ohio River | 22 | RE | 1 | Electric Utility |  | N |  | N |  | N |  | N | X |  | City of Hamilton - (OH) | 7977 | OH | 138
56081 | Southeastern Chester County Refuse Auth | 56873 | SECCRA Community Landfill | 219 Street Road | West Grove | PA | 19390 | Chester | 39.8639 | -75.8428 | RFC | PJM | PJM Interconnection, LLC |  | 562212 | NR | 4 | Commercial Non-CHP |  | N |  | N |  | N |  | N | X |  | PECO Energy Co | 14940 | PA | 34.5
57170 | EDF Renewable Asset Holdings, Inc. | 56874 | Shiloh Wind Project 2 LLC | 6523 Montezuma Hills Rd | Birds Landing | CA | 94512 | Solano | 38.1711 | -121.8461 | WECC | CISO | California Independent System Operator |  | 22 | NR | 2 | IPP Non-CHP |  | N |  | N |  | N |  | N | X |  | Pacific Gas & Electric Co | 14328 | CA | 230
57170 | EDF Renewable Asset Holdings, Inc. | 56875 | Sacramento Soleil LLC | 13345 Apple Rd | Wilton | CA | 95693 | Sacramento | 38.4498 | -121.1647 | WECC | BANC | Balancing Authority of Northern California |  | 22 | NR | 2 | IPP Non-CHP |  | N |  | N |  | N |  |  | X |  | Sacramento Municipal Util Dist | 16534 | CA | 12
57170 | EDF Renewable Asset Holdings, Inc. | 56876 | Wapsipinicon Wind Project | 228 Industrial Park Drive | Dexter | MN | 55926 | Mower | 43.8006 | -92.6822 | MRO | MISO | Midcontinent Independent Transmission System Operator, Inc.. |  | 22 | NR | 2 | IPP Non-CHP | X | N |  | N |  | N |  | N | X |  | Great River Energy | 7570 |  | 161
59100 | Sunlight General Solar Fund II, LLC | 56877 | Hall's Warehouse Solar Project | 501 Kentile Rd | South Plainfield | NJ | 7080 | Middlesex | 40.5737 | -74.3944 | RFC | PJM | PJM Interconnection, LLC |  | 22 | NR | 2 | IPP Non-CHP | Y | N |  | N |  | N |  |  | X |  | Public Service Elec & Gas Co | 15477 | NJ | 0.48
57170 | EDF Renewable Asset Holdings, Inc. | 56878 | Hoosier Wind Project LLC | 3200 E 900th N | Goodland | IN | 47948 | Benton | 40.7178 | -87.2631 | RFC | MISO | Midcontinent Independent Transmission System Operator, Inc.. |  | 22 | NR | 2 | IPP Non-CHP | X | N |  | N |  | N |  | N | X |  | Indianapolis Power & Light Co | 9273 | IN | 69
55963 | AE Power Services LLC | 56879 | Flat Ridge Wind Energy LLC | 7329 NE Ridge Road | Medicine Lodge | KS | 67112 | Barber | 37.3764 | -98.4583 | SPP | SWPP | Southwest Power Pool |  | 22 | NR | 2 | IPP Non-CHP |  | N |  | N |  | Y | 08-95-000 | N | X |  | ITC Midwest LLC | 56161 |  | 138
34691 | Ormat Nevada Inc | 56880 | OREG 2 Inc | 5444 Road 1016, HC60 Box 39 | Culbertson | MT | 59218 | Roosevelt | 48.2142 | -104.3975 | MRO | SWPP | Southwest Power Pool |  | 22 | NR | 2 | IPP Non-CHP |  | N |  | Y | QF11-119, QF11-120, QF11-121, QF11-122 | N |  |  | X |  | Mor-Gran-Sou Electric Coop Inc | 12899 | ND | 57
57249 | EPP Renewable Energy | 56883 | Pennsauken Solar | 9600 River Road | Pennsauken | NJ | 8110 | Camden | 39.9894 | -75.04 | RFC | PJM | PJM Interconnection, LLC |  | 22 | NR | 2 | IPP Non-CHP | N | N |  | N |  | N |  | N | X |  | Public Service Elec & Gas Co | 15477 | NJ | 26.4
57249 | EPP Renewable Energy | 56884 | Cumberland County Solid Waste Complex | 169 Jesse Bridge Road | Millville | NJ | 8332 | Cumberland | 39.4494 | -75.0928 | RFC | PJM | PJM Interconnection, LLC |  | 22 | NR | 2 | IPP Non-CHP |  | N |  | N |  | N |  | N | X |  | Atlantic City Electric Co | 963 | NJ | 12.47
57249 | EPP Renewable Energy | 56885 | Maidencreek Biomass Plant | 220 Buena Vista Road | Maidencreek Township | PA | 19522 | Berks | 40.4781 | -75.9681 | RFC | PJM | PJM Interconnection, LLC | WELLS | 22 | NR | 2 | IPP Non-CHP |  | N |  | N |  | N |  |  | X |  | Metropolitan Edison Co | 12390 | OH | 69
57249 | EPP Renewable Energy | 56886 | Jersey Shore Steel Co | 264 Landfill Lane | McElhattan | PA | 17748 | Clinton | 41.1364 | -77.4472 | RFC | PJM | PJM Interconnection, LLC |  | 22 | NR | 2 | IPP Non-CHP |  | N |  | N |  | N |  |  | X |  | PPL Electric Utilities Corp | 14715 | PA | 69
57249 | EPP Renewable Energy | 56887 | Cumberland County PA LFG Recovery | 135 Vaughn Road | Shippensburg | PA | 17527 | Cumberland | 40.1356 | -77.5072 | RFC | PJM | PJM Interconnection, LLC |  | 22 | NR | 2 | IPP Non-CHP |  | N |  | N |  | N |  | N | X |  | Pennsylvania Electric Co | 14711 | PA | 26
57249 | EPP Renewable Energy | 56888 | Warren County Solar | 3263 Belvidere Road | Belvidere | NJ | 8865 | Warren | 40.789 | -75.107 | RFC | PJM | PJM Interconnection, LLC |  | 22 | NR | 2 | IPP Non-CHP | N | N |  | N |  | N |  | N | X |  | Jersey Central Power & Lt Co | 9726 | NJ | 12.47
57249 | EPP Renewable Energy | 56889 | PPL Renewable Energy Merck Solar | 556 Morris Avenue | Summit | NJ | 7901 | Union | 40.7274 | -74.3783 | RFC | PJM | PJM Interconnection, LLC |  | 22 | NR | 2 | IPP Non-CHP | N | N |  | N |  | N |  | N | X |  | Jersey Central Power & Lt Co | 9726 | NJ | 69
57249 | EPP Renewable Energy | 56890 | Norther Tier Landfill | PO Box 10 | Burlington | PA | 18814 | Bradford | 41.7792 | -76.6258 | RFC | PJM | PJM Interconnection, LLC |  | 22 | NR | 2 | IPP Non-CHP |  | N |  | N |  | N |  | N | X |  | Pennsylvania Electric Co | 14711 | PA | 34.5
57249 | EPP Renewable Energy | 56891 | Moretown | 19 Kaiser Drive | Waterbury | VT | 5676 | Washington | 44.3122 | -72.7114 | NPCC | ISNE | ISO New England Inc. |  | 22 | NR | 2 | IPP Non-CHP |  | N |  | Y | QF 12-382-000 | N |  | N | X |  | Green Mountain Power Corp | 7601 | VT | 34.5
12944 | City of Morganton - (NC) | 56892 | Silver Creek Lift Station | 114 Greenlee Ford Road | City of Morganton | NC | 28655 | Burke | 35.7386 | -81.7114 | SERC | DUK | Duke Energy Carolinas |  | 22 | RE | 1 | Electric Utility |  | N |  | N |  | N |  |  | X |  | City of Morganton - (NC) | 12944 | NC | 0.48
6169 | Fall River Rural Elec Coop Inc | 56893 | Chester Diversion Hydroelectric Project | 2875 East 930 North | Chester | ID | 83421 | Fremont | 44.0183 | -111.5836 | WECC | BPAT | Bonneville Power Administration | Henry's Fork river | 22 | RE | 1 | Electric Utility |  | N |  | N |  | N |  |  | X |  | Fall River Rural Elec Coop Inc | 6169 | ID | 12.5
56100 | AMERESCO Stafford LLC | 56894 | Ameresco Stafford | 481 Eskimo Hill Rd | Stafford | VA | 22554 | STAFFORD | 38.3842 | -77.4131 | SERC | PJM | PJM Interconnection, LLC |  | 22 | NR | 2 | IPP Non-CHP |  | N |  | Y | 07-104-000 | N |  | N | X |  | Virginia Electric & Power Co | 19876 | VA | 34.5
56101 | AMERESCO Ox Mountain Energy LLC | 56895 | Ameresco Ox Mountain | 12310 San Meteo Rd | Half Moon Bay | CA | 94019 | San Mateo | 37.5 | -122.4 | WECC | CISO | California Independent System Operator |  | 22 | NR | 2 | IPP Non-CHP |  | N |  | Y | 06-282-000 | N |  |  | X |  | Pacific Gas & Electric Co | 14328 | CA | 60
56102 | AMERESCO Jefferson City LLC | 56896 | Ameresco Jefferson City | 8432 No More Victims Rd | Jefferson City | MO | 65101 | COLE | 38.5524 | -92.0449 | SERC | MISO | Midcontinent Independent Transmission System Operator, Inc.. |  | 22 | NR | 2 | IPP Non-CHP |  | N |  | Y | 08-71-000 | N |  | N | X |  | Union Electric Co - (MO) | 19436 | MO | 34.5
56103 | AMERESCO Keller Canyon LLC | 56897 | Ameresco Keller Canyon | 901 Bailey Rd | Bay Point | CA | 94565 | CONTRA COSTA | 38.0039 | -121.9345 | WECC | CISO | California Independent System Operator |  | 22 | NR | 2 | IPP Non-CHP |  | N |  | Y | 07-103-000 | N |  |  | X |  | Pacific Gas & Electric Co | 14328 | CA | 21
56104 | AMERESCO Chiquita Canyon LLC | 56898 | Ameresco Chiquita Canyon | 29201 Henry Mayo Dr | Castaic | CA | 91384 | Los Angeles | 34.4317 | -118.6429 | WECC | CISO | California Independent System Operator |  | 22 | NR | 2 | IPP Non-CHP |  | N |  | N |  | N |  |  | X |  | Southern California Edison Co | 17609 | CA | 16
6957 | Garkane Energy Coop, Inc | 56899 | IRC Generator Facility | 1346 N Main | Fredonia | AZ | 86052 | COCONINO | 36.9708 | -112.5264 | WECC | WALC | Western Area Power Administration - Desert Southwest Region |  | 22 | RE | 1 | Electric Utility |  | N |  | N |  | N |  |  | X |  | Garkane Energy Coop, Inc | 6957 | AZ | 34.5
14405 | Power Choice/Pepco Energy Serv | 56900 | Atlantic City Convention Center | 1 Convention Boulevard | Atlantic City | NJ | 8401 | Atlantic | 39.3639 | -74.4408 | RFC | PJM | PJM Interconnection, LLC |  | 53 | NR | 4 | Commercial Non-CHP | N | N |  | N |  | N |  |  | X |  | Atlantic City Electric Co | 963 | NJ | 23
55868 | Noble Wind Operations LLC | 56901 | Noble Altona Windpark LLC | 5003 Military Turnpike | Altona | NY | 12910 | Clinton | 44.8216 | -73.6509 | NPCC | NYIS | New York Independent System Operator |  | 22 | NR | 2 | IPP Non-CHP |  | N |  | N |  | N |  |  | X |  | New York Power Authority | 15296 |  | 115
55868 | Noble Wind Operations LLC | 56902 | Noble Wethersfield Windpark LLC | 4784 Wolcott rd | Gainsville | NY | 14066 | Wyoming | 42.6697 | -78.2278 | NPCC | NYIS | New York Independent System Operator |  | 22 | NR | 2 | IPP Non-CHP |  | N |  | N |  | N |  |  | X |  | New York State Elec & Gas Corp | 13511 | NY | 230
55868 | Noble Wind Operations LLC | 56903 | Noble Bellmont Windpark LLC | 386 Ryan rd | Bellmont | NY | 12920 | Franklin | 44.8908 | -73.9858 | NPCC | NYIS | New York Independent System Operator |  | 22 | NR | 2 | IPP Non-CHP |  | N |  | N |  | N |  |  | X |  | New York Power Authority | 15296 |  | 115
55868 | Noble Wind Operations LLC | 56904 | Noble Chateaugay Windpark LLC | 386 Ryan rd | Chateaugay | NY | 12920 | Franklin | 44.8917 | -74.0299 | NPCC | NYIS | New York Independent System Operator |  | 22 | NR | 2 | IPP Non-CHP |  | N |  | N |  | N |  |  | X |  | New York Power Authority | 15296 |  | 230
55868 | Noble Wind Operations LLC | 56905 | Noble Great Plains Windpark LLC | 15001 Highway 207 | Spearman | TX | 79081 | Hansford | 36.4964 | -101.3917 | SPP | SWPP | Southwest Power Pool |  | 22 | NR | 2 | IPP Non-CHP |  | N |  | Y | 03-11, 03-12 | Y | 03-11, 03-12 |  | X |  | Southwestern Public Service Co | 17718 | TX | 345
56815 | NorthWestern Energy DGGS | 56908 | Dave Gates Generating Station | Montana Highway | Anaconda | MT | 59711 | Deer Lodge | 46.1047 | -112.8766 | WECC | NWMT | NorthWestern Energy (NWMT) |  | 22 | RE | 1 | Electric Utility |  | N |  | N |  | N |  | N | X |  | NorthWestern Energy LLC - (MT) | 12825 | MT | 230 |  |  | NorthWestern Energy
56113 | MMA GDC Power LP | 56909 | Gap Pacific Distribution Center | 3400 Gap Drive | Fresno | CA | 93727 | FRESNO | 36.7839 | -119.7094 | WECC | CISO | California Independent System Operator |  | 441 | NR | 4 | Commercial Non-CHP | Y | N |  | Y | 08-87-00 | N |  |  | X |  | Pacific Gas & Electric Co | 14328 | CA | 12.47
19391 | UGI Development Co | 56911 | Broad Mountain | 99 Commonwealth Road | Hegins | PA | 17938 | Schuylkill | 40.6696 | -76.3807 | RFC | PJM | PJM Interconnection, LLC |  | 22 | NR | 2 | IPP Non-CHP |  | N |  | N |  | Y | 99-241-000 | N | X |  | PPL Electric Utilities Corp | 14715 | PA | 69
55799 | FPL Energy Langdon Wind LLC | 56912 | Langdon Wind II LLC | 10812 Hwy 66 NE | OSnabrock | ND | 58269 | Cavalier | 48.6292 | -98.3164 | MRO | MISO | Midcontinent Independent Transmission System Operator, Inc.. |  | 22 | NR | 2 | IPP Non-CHP |  | N |  | N |  | N |  |  | X |  | Minnkota Power Coop, Inc | 12658 |  | 115
56121 | Osceola Windpower II | 56913 | Osceola Windpower II | 6952 Hwy 9 | Harris | IA | 51354 | Osceola | 43.4303 | -95.4167 | MRO | MISO | Midcontinent Independent Transmission System Operator, Inc.. |  | 22 | NR | 2 | IPP Non-CHP |  | N |  | N |  | N |  |  | X |  | ITC Transmission | 56068 |  | 161
56127 | Orange Grove Energy LP | 56914 | Orange Grove Peaking Facility | 35435 Pala Del Norte Road | Pala | CA | 92059 | San Diego | 33.3594 | -117.1114 | WECC | CISO | California Independent System Operator | Fallbrook PUD | 22 | NR | 2 | IPP Non-CHP |  | N |  | N |  | N |  | N | X |  | San Diego Gas & Electric Co | 16609 | CA | 69 |  |  | San Diego Gas & Electric
56128 | SAS Institute Inc | 56915 | SAS Solar Farm | 2401 Trenton Rd | Cary | NC | 27513 | Wake | 35.8136 | -78.7503 | SERC | CPLE | Progress Energy Carolinas - EAST |  | 22 | NR | 2 | IPP Non-CHP | N | N |  | Y | 08-753-000 | N |  | N | X |  | Duke Energy Progress - (NC) | 3046 | NC | 23
56167 | Imperial Valley Solar, LLC | 56917 | Imperial Valley Solar, LLC | 251 Ferrell Rd | Calexico | CA | 92231 | IMPERIAL | 32.6711 | -115.5873 | WECC | CISO | California Independent System Operator | Municipality | 22 | NR | 2 | IPP Non-CHP |  | N |  | N |  | N |  |  | X |  | San Diego Gas & Electric Co | 16609 | CA | 230
56122 | FPL Energy Ashtabula Wind LLC | 56919 | FPL Energy Ashtabula Wind LLC | 12306 20th Street NE | Luverne | ND | 58056 | Barnes | 47.1294 | -97.8853 | MRO | MISO | Midcontinent Independent Transmission System Operator, Inc.. |  | 22 | NR | 2 | IPP Non-CHP |  | N |  | N |  | N |  |  | X |  | Minnkota Power Coop, Inc | 12658 |  | 230
56215 | E ON Climate Renewables N America LLC | 56920 | EC&R Panther Creek Wind Farm I | 1081 Longshore Road | Big Spring | TX | 79720 | Howard | 32.1008 | -101.4514 | TRE | ERCO | Electric Reliability Council of Texas, Inc. |  | 22 | NR | 2 | IPP Non-CHP |  | N |  | N |  | Y | 08-56 |  | X |  | Oncor Electric Delivery Company LLC | 44372 | TX | 345
56215 | E ON Climate Renewables N America LLC | 56921 | EC&R Panther Creek Wind Farm II | 904 N. McDonald Rd | Big Spring | TX | 79720 | Glasscock | 31.9361 | -101.2983 | TRE | ERCO | Electric Reliability Council of Texas, Inc. |  | 22 | NR | 2 | IPP Non-CHP |  | N |  | N |  | Y | 08-56 |  | X |  | Oncor Electric Delivery Company LLC | 44372 | TX | 345
56431 | SunE U6 Holdings LLC | 56922 | WWRF Solar Plant | 2515 W. Centennial Parkway | Rifle | CO | 81650 | Garfield | 39.5229 | -107.8134 | WECC | PSCO | Public Service Company of Colorado |  | 22 | NR | 2 | IPP Non-CHP | X | N |  | Y | 09-126-000; 09-126-001 | N |  | N | X |  | Public Service Co of Colorado | 15466 | CO | 13.2
56123 | FPL Energy Crystal Lake Wind LLC | 56923 | FPL Energy Crystal Lake Wind LLC | 804 310th Street | Britt | IA | 50423 | Hancock | 43.2125 | -93.8311 | MRO | MISO | Midcontinent Independent Transmission System Operator, Inc.. |  | 22 | NR | 2 | IPP Non-CHP |  | N |  | N |  | N |  |  | X |  | ITC Transmission | 56068 |  | 161
56119 | FPL Energy Story Wind LLC | 56924 | FPL Energy Story Wind LLC | 18327 720th Ave | Zearing | IA | 50278 | Story | 42.1044 | -93.2722 | MRO | MISO | Midcontinent Independent Transmission System Operator, Inc.. |  | 22 | NR | 2 | IPP Non-CHP |  | N |  | N |  | N |  |  | X |  | ITC Transmission | 56068 |  | 115
56124 | FPL Energy Crystal Lake Wind II LLC | 56925 | FPL Energy Crystal Lake Wind II LLC | 804 310th Street | Britt | IA | 50423 | Hancock | 43.2737 | -93.8 | MRO | MISO | Midcontinent Independent Transmission System Operator, Inc.. |  | 22 | NR | 2 | IPP Non-CHP |  | N |  | N |  | N |  |  | X |  | ITC Transmission | 56068 |  | 161
28086 | Energy Unlimited Inc | 56926 | Painted Hills IV Wind | Hwy 62 and Dillon Rd. | Desert Hot Springs | CA | 92240 | RIVERSIDE | 33.9257 | -116.6167 | WECC | CISO | California Independent System Operator |  | 22 | NR | 2 | IPP Non-CHP |  | N |  | N |  | N |  |  | X |  | Southern California Edison Co | 17609 | CA | 115
56143 | Fairfield University | 56928 | Fairfield University CHP Plant | 1073 North Benson Road | Fairfield | CT | 6824 | FAIRFIELD | 41.1589 | -73.2572 | NPCC | ISNE | ISO New England Inc. |  | 611 | NR | 5 | Commercial CHP |  | N |  | N |  | N |  | N | X |  | United Illuminating Co | 19497 | CT | 13.8 |  |  | Tennessee Gas Pipeline Company
6452 | Florida Power & Light Co | 56929 | DeSoto Next Generation Solar Energy | 4051 NE Karson St | Arcadia | FL | 34265 | DeSoto | 27.3232 | -81.8019 | FRCC | FPL | Florida Power & Light Company |  | 22 | RE | 1 | Electric Utility |  | N |  | N |  | N |  |  | X |  | Florida Power & Light Co | 6452 | FL | 230
6452 | Florida Power & Light Co | 56930 | Space Coast Next Gen Solar Energy | 7081 N. Courtenay Pkwy | Merritt Island | FL | 32927 | Brevard | 28.4586 | -80.6811 | FRCC | FPL | Florida Power & Light Company |  | 22 | RE | 1 | Electric Utility |  | N |  | N |  | N |  |  | X |  | Florida Power & Light Co | 6452 | FL | 115
56148 | Aspen Power LLC | 56931 | Aspen Biomass Power Plant | 2000 Kurth Drive | Lufkin | TX | 75904 | Angelina | 31.3658 | -94.7436 | TRE | ERCO | Electric Reliability Council of Texas, Inc. | Well | 22 | NR | 2 | IPP Non-CHP |  | N |  | Y | 07-161-000 | N |  | N | X |  | Oncor Electric Delivery Company LLC | 44372 | TX | 138
22040 | Washington State University | 56932 | Biotech LS 0836 | Ferdinands Lane | Pullman | WA | 99164 | Whitman | 46.7331 | -117.1583 | WECC | AVA | Avista Corporation | Wells | 611 | NR | 4 | Commercial Non-CHP |  | N |  | N |  | N |  | N | X |  | Avista Corp | 20169 | WA | 13.2
56159 | Threemile Canyon Wind I | 56933 | Threemile Canyon Wind I LLC | 71502 Threemile Canyon Road | Boardman | OR | 97818 | Morrow | 45.6758 | -119.9375 | WECC | BPAT | Bonneville Power Administration |  | 22 | NR | 2 | IPP Non-CHP |  | N |  | Y | 09-142-000 | N |  |  | X |  | Umatilla Electric Coop Assn | 19325 | OR | 34.5
56158 | Cassia Wind | 56934 | Cassia Wind Farm LLC | 52 East 58000 North | Buhl | ID | 83332 | Twin Falls | 42.8444 | -115.0369 | WECC | IPCO | Idaho Power Company |  | 22 | NR | 2 | IPP Non-CHP |  | N |  | Y | 05-170 | N |  |  | X |  | Idaho Power Co | 9191 | ID | 138
56157 | Cassia Gulch | 56935 | Cassia Gulch Wind Park LLC | 6075 North 100 East | Buhl | ID | 83332 | Twin Falls | 42.8744 | -115.0172 | WECC | IPCO | Idaho Power Company |  | 22 | NR | 2 | IPP Non-CHP |  | N |  | Y | 05-180 | N |  |  | X |  | Idaho Power Co | 9191 | ID | 138
5914 | Erie Boulevard Hydropower LP | 56936 | Brookfield Power Glen Falls Hydro | 1 Glen Street | Glen Falls | NY | 12801 | Warren | 43.3085 | -73.6366 | NPCC | NYIS | New York Independent System Operator | Hudson River | 322122 | NR | 6 | Industrial Non-CHP |  | N |  | Y | 88-35-1000 | N |  |  | X |  | Niagara Mohawk Power Corp. | 13573 | NY | 34.5
56175 | Fairbanks Morse Engine | 56937 | Fairbanks Morse Engine | 701 White Ave | Beloit | WI | 53511 | Rock | 42.5185 | -89.0287 | RFC | MISO | Midcontinent Independent Transmission System Operator, Inc.. |  | 339 | NR | 6 | Industrial Non-CHP |  | N |  | N |  | N |  | N | X |  | Wisconsin Power & Light Co | 20856 | WI | 69 |  |  | Constellation Energy Services - Natural Gas, LLC
56183 | SunE NC Progress 1 LLC | 56938 | SunEdison LV Sutton Plant Site | 801 Sutton Steam Plant Road | Wilmington | NC | 28401 | NEW HANOVER | 34.2867 | -77.9814 | SERC | CPLE | Progress Energy Carolinas - EAST |  | 22 | NR | 2 | IPP Non-CHP | X | N |  | Y | 09-124-000, 09-124-001 | N |  | N | X |  | Duke Energy Progress - (NC) | 3046 | NC | 23.9
59399 | NRG Solar Blythe | 56939 | NRG Solar Blythe LLC | 19151 15th Ave | Blythe | CA | 92225 | Riverside | 33.5917 | -114.7444 | WECC | CISO | California Independent System Operator |  | 22 | NR | 2 | IPP Non-CHP |  | N |  | N |  | N |  |  | X |  | Southern California Edison Co | 17609 | CA | 33
56204 | Diamond Generating Corporation - Operations, LLC | 56940 | CPV Valley Energy Center | 3330 Route 6 | Wawayanda | NY | 10940 | Orange | 41.4122 | -74.4378 | NPCC | NYIS | New York Independent System Operator | Municipality | 22 | NR | 2 | IPP Non-CHP |  | N |  | N |  | N |  | N | X |  | New York Power Authority | 15296 |  | 345 |  |  | Millennium Pipeline
49893 | Invenergy Services LLC | 56941 | Grand Ridge Wind Energy Center | 2042 East 25th St | Marseilles | IL | 60470 | LaSalle | 41.2269 | -88.6836 | RFC | PJM | PJM Interconnection, LLC |  | 22 | NR | 2 | IPP Non-CHP | X | N |  | N |  | N |  | N | X |  | Commonwealth Edison Co | 4110 | IL | 138
49893 | Invenergy Services LLC | 56942 | Forward Wind Energy Center | 858 W. Main St | Brownsville | WI | 53006 | Dodge | 43.6161 | -88.4969 | MRO | MISO | Midcontinent Independent Transmission System Operator, Inc.. |  | 22 | NR | 2 | IPP Non-CHP | X | N |  | N |  | N |  | N | X |  | Wisconsin Electric Power Co | 20847 | WI | 138
57036 | Copper Mountain 1 LLC | 56944 | CM10 | 751 El Dorado Valley Dr. | Boulder City | NV | 89005 | Clark | 35.7881 | -114.9933 | WECC | CISO | California Independent System Operator |  | 22 | NR | 2 | IPP Non-CHP | N | N |  | N |  | N |  | N | X |  | San Diego Gas & Electric Co | 16609 | CA | 230
59883 | NRG Energy Gas & Wind Holdings Inc | 56945 | High Lonesome Mesa LLC | 550 Kenshaw Road | Willard | NM | 87063 | Torrance | 34.4667 | -105.9625 | WECC | PNM | Public Service Company of New Mexico |  | 22 | NR | 2 | IPP Non-CHP |  | N |  | N |  | Y | EG09-30 | N | X |  | Tri-State G & T Assn, Inc | 30151 |  | 115
59883 | NRG Energy Gas & Wind Holdings Inc | 56946 | Buffalo Bear LLC | Route 2 Box 152 | Woodward | OK | 73801 | Harper | 36.7767 | -99.6353 | SPP | SWPP | Southwest Power Pool |  | 22 | NR | 2 | IPP Non-CHP |  | N |  | Y | 04-148-000 | N |  | N | X |  | Western Farmers Elec Coop, Inc | 20447 |  | 69
59883 | NRG Energy Gas & Wind Holdings Inc | 56947 | Elkhorn Ridge Wind LLC | 88581 543 Avenue | Bloomfield | NE | 68718 | Knox | 42.6978 | -97.6189 | MRO | SWPP | Southwest Power Pool |  | 22 | NR | 2 | IPP Non-CHP |  | N |  | Y | QF08-470 | Y | ERO8-1397 | N | X |  | Nebraska Public Power District | 13337 | NE | 115
56218 | Coolidge Power LLC | 56948 | Coolidge Generation Station | 859 E. Randolph Rd. | Coolidge | AZ | 85228 | PINAL | 32.9174 | -111.5033 | WECC | SRP | Salt River Project |  | 22 | NR | 2 | IPP Non-CHP |  | N |  | N |  | N |  | N | X |  | Salt River Project | 16572 | AZ | 230 |  |  | Transwestern Pipeline; El Paso Pipeline
58523 | Enerdyne Power Systems Inc | 56951 | Enoree Phase II Landfill Gas Recovery | 1311 Anderson Ridge Rd | Greer | SC | 29651 | GREENVILLE | 34.8008 | -82.1847 | SERC | DUK | Duke Energy Carolinas |  | 22 | NR | 2 | IPP Non-CHP |  | N |  | Y | 08-540-000 | N |  |  | X |  | Duke Energy Carolinas, LLC | 5416 | SC | 12.47
49893 | Invenergy Services LLC | 56952 | Willow Creek Energy Center | 71010 Highway 74 | Lone | OR | 97843 | Morrow | 45.6533 | -119.9914 | WECC | BPAT | Bonneville Power Administration |  | 22 | NR | 2 | IPP Non-CHP | X | N |  | N |  | N |  | N | X |  | Bonneville Power Administration | 1738 | OR | 115
49893 | Invenergy Services LLC | 56953 | High Sheldon Wind Farm | 1443 Schwab Rd | Strykersville | NY | 14167 | Wyoming | 42.7794 | -78.4269 | NPCC | NYIS | New York Independent System Operator |  | 22 | NR | 2 | IPP Non-CHP | X | N |  | N |  | N |  | N | X |  | New York State Elec & Gas Corp | 13511 | NY | 230
13630 | North Carolina Mun Power Agny #1 | 56954 | Gastonia Prime Power Park | 1109 Gastonia Technology Parkw | Dallas | NC | 28034 | Gaston | 35.3017 | -81.2092 | SERC | DUK | Duke Energy Carolinas |  | 22 | RE | 1 | Electric Utility |  | N |  | N |  | N |  | N | X |  | City of Gastonia - (NC) | 7027 | NC | 12.5
20323 | Wellhead Services Inc | 56955 | Helms Energy Center | 12688 S. Colorado Avenue | Helm | CA | 93627 | Fresno | 36.5492 | -120.1111 | WECC | CISO | California Independent System Operator |  | 22 | NR | 2 | IPP Non-CHP |  | N |  | N |  | N |  |  | X |  | Pacific Gas & Electric Co | 14328 | CA | 60
56222 | Bull Creek Wind LLC | 56956 | Bull Creek Wind | 1016d County Road | O'Donnell | TX | 79351 | Borden | 32.929 | -101.5786 | TRE | ERCO | Electric Reliability Council of Texas, Inc. |  | 22 | NR | 2 | IPP Non-CHP |  | N |  | N |  | Y | 09-14-000 |  | X |  | Oncor Electric Delivery Company LLC | 44372 | TX | 138
59880 | Pioneer Crossing Energy LLC | 56957 | Pioneer Crossing Energy, LLC | 727 Red Lane Rd. | Birdsboro | PA | 19508 | Berks | 40.275 | -75.8167 | RFC | PJM | PJM Interconnection, LLC |  | 22 | NR | 2 | IPP Non-CHP |  | N |  | Y | 07-328-000 | N |  | N | X |  | Metropolitan Edison Co | 12390 | PA | 69
50158 | Innovative Energy Systems Inc | 56958 | DANC LFGTE Facility | 23400 Route 177 | Rodman | NY | 13682 | Jefferson | 43.82 | -75.9175 | NPCC | NYIS | New York Independent System Operator |  | 22 | NR | 2 | IPP Non-CHP |  | N |  | Y | 08-698-000 | N |  | N | X |  | National Grid Generation, LLC | 26751 |  | 115
56273 | Duke Energy DEGS Ocotillo | 56959 | Ocotillo Windpower | 2803 FM 461 | Forsan | TX | 79733 | Howard | 32.1217 | -101.3853 | TRE | ERCO | Electric Reliability Council of Texas, Inc. |  | 22 | NR | 2 | IPP Non-CHP |  | N |  | N |  | N |  |  | X |  | Oncor Electric Delivery Company LLC | 44372 | TX | 138
56271 | Duke Energy DEGS Happy Jack | 56960 | Happy Jack Windpower Project | 1515 Happy Jack Road | Cheyenne | WY | 82009 | Laramie | 41.1397 | -104.9978 | WECC | WAUW | Western Area Power Administration UGP West |  | 22 | NR | 2 | IPP Non-CHP |  | N |  | N |  | N |  |  | X |  | WAPA-- Western Area Power Administration | 27000 | WY | 115
56272 | Duke Energy DEGS Notrees | 56961 | Notrees Windpower | 19991 Sheep Pasture Rd. | Goldsmith | TX | 79741 | Ector | 31.995 | -102.8283 | TRE | ERCO | Electric Reliability Council of Texas, Inc. |  | 22 | NR | 2 | IPP Non-CHP |  | N |  | N |  | N |  |  | X |  | Oncor Electric Delivery Company LLC | 44372 | TX | 138
56261 | Iredell Transmission LLC | 56962 | Iredell County LFG Facility | 356 Twin Oaks Road | Statesville | NC | 28625 | IREDELL | 35.7693 | -80.826 | SERC | DUK | Duke Energy Carolinas | Self contained radiator | 22 | NR | 2 | IPP Non-CHP |  | N |  | Y | 08-19-000 | N |  | N | X |  | EnergyUnited Elec Member Corp | 21632 | NC | 12.47
56236 | West Deptford Energy LLC | 56963 | West Deptford Energy Station | 3 Paradise Road | West Deptford | NJ | 8066 | Gloucester | 39.8414 | -75.2214 | RFC | PJM | PJM Interconnection, LLC | Municipality | 22 | NR | 2 | IPP Non-CHP |  | N |  | N |  | N |  | N | X |  | Atlantic City Electric Co | 963 | NJ | 230 |  |  | Williams Transco; Columbia
56267 | Bayonne Energy Center LLC | 56964 | Bayonne Energy Center | 401 Hook Rd | Bayonne | NJ | 7002 | Hudson | 40.6528 | -74.0915 | RFC | NYIS | New York Independent System Operator |  | 22 | NR | 2 | IPP Non-CHP |  | N |  | N |  | Y | ER11-3460-000 |  | X |  | Consolidated Edison Co-NY Inc | 4226 | NY | 345 |  |  | Transco
56237 | QVC Inc | 56966 | QVC Inc | 100 QVC Blvd | Rocky Mount | NC | 27801 | Edgecombe | 35.9222 | -77.6731 | SERC | PJM | PJM Interconnection, LLC |  | 22 | NR | 2 | IPP Non-CHP | N | N |  | Y | 91-800-000 | N |  | N | X |  | Edgecombe-Martin County E M C | 5656 | NC | 12
56804 | Echo 3 | 56967 | Butter Creek Power LLC | 28821 Madison Rd. | Echo | OR | 97826 | Umatilla | 45.7017 | -119.4222 | WECC | PACW | PacifiCorp - West |  | 22 | NR | 2 | IPP Non-CHP |  | N |  | Y | 08-536-000 | N |  |  | X |  | PacifiCorp | 14354 | OR | 69
56804 | Echo 3 | 56968 | Big Top LLC | 77252 Mader-Rust Lane | Echo | OR | 97826 | Morrow | 45.655 | -119.4647 | WECC | PACW | PacifiCorp - West |  | 22 | NR | 2 | IPP Non-CHP |  | N |  | Y | 08-539-000 | N |  |  | X |  | PacifiCorp | 14354 | OR | 69
56803 | Echo 2 | 56969 | Four Corners Windfarm LLC | 28821 Madison Rd. | Echo | OR | 97826 | Umatilla | 45.7286 | -119.4181 | WECC | PACW | PacifiCorp - West |  | 22 | NR | 2 | IPP Non-CHP |  | N |  | Y | 08-372-000 | N |  |  | X |  | PacifiCorp | 14354 | OR | 69
56803 | Echo 2 | 56970 | Four Mile Canyon Windfarm LLC | 77252 Mader Rust Lane | Echo | OR | 97826 | Morrow | 45.6447 | -119.4533 | WECC | PACW | PacifiCorp - West |  | 22 | NR | 2 | IPP Non-CHP |  | N |  | Y | 08-370-000 | N |  |  | X |  | PacifiCorp | 14354 | OR | 69
56802 | Echo 1 | 56971 | Oregon Trail Windfarm LLC | 28821 Madison Road | Echo | OR | 97826 | Umatilla | 45.7122 | -119.4044 | WECC | PACW | PacifiCorp - West |  | 22 | NR | 2 | IPP Non-CHP |  | N |  | Y | 08-371-000 | N |  |  | X |  | PacifiCorp | 14354 | OR | 69
56802 | Echo 1 | 56972 | Pacific Canyon Windfarm LLC | 77252 Mader-Rust Lane | Echo | OR | 79826 | Morrow | 45.6542 | -119.4869 | WECC | PACW | PacifiCorp - West |  | 22 | NR | 2 | IPP Non-CHP |  | N |  | Y | 08-373-000 | N |  |  | X |  | PacifiCorp | 14354 | OR | 69
56802 | Echo 1 | 56973 | Sand Ranch Windfarm LLC | 77252 Mader-Rust Lane | Echo | OR | 97826 | Morrow | 45.6447 | -119.4767 | WECC | PACW | PacifiCorp - West |  | 22 | NR | 2 | IPP Non-CHP |  | N |  | Y | 08-368-000 | N |  |  | X |  | PacifiCorp | 14354 | OR | 69
56804 | Echo 3 | 56974 | Wagon Trail LLC | 77252 Mader-Rust Lane | Echo | OR | 97826 | Morrow | 45.6531 | -119.4625 | WECC | PACW | PacifiCorp - West |  | 22 | NR | 2 | IPP Non-CHP |  | N |  | Y | 08-537-000 | N |  |  | X |  | PacifiCorp | 14354 | OR | 69
56802 | Echo 1 | 56975 | Ward Butte Windfarm LLC | 28821 Madison Road | Echo | OR | 97826 | Umatilla | 45.6967 | -119.4097 | WECC | PACW | PacifiCorp - West |  | 22 | NR | 2 | IPP Non-CHP |  | N |  | Y | 08-369-000 | N |  |  | X |  | PacifiCorp | 14354 | OR | 69
17609 | Southern California Edison Co | 56976 | Solar Photovoltaic Project #01 | 13230 San Bernardino Ave. | Fontana | CA | 92335 | SAN BERNARDINO | 34.0732 | -117.5128 | WECC | CISO | California Independent System Operator |  | 22 | RE | 1 | Electric Utility |  | N |  | N |  | N |  |  | X |  | Southern California Edison Co | 17609 | CA | 0.48
5580 | East Kentucky Power Coop, Inc | 56977 | Mason County LFGTE | 7055 Clarkson-Sherman Road | Maysville | KY | 41056 | Mason | 38.5858 | -83.7242 | SERC | PJM | PJM Interconnection, LLC |  | 22 | RE | 1 | Electric Utility |  | N |  | N |  | N |  | N | X |  | East Kentucky Power Coop, Inc | 5580 |  | 14.4
56268 | City of Rock Island | 56978 | Sears Hydroelectric Plant | 5200 11th Street | Rock Island | IL | 61201 | ROCK ISLAND | 41.4614 | -90.5803 | SERC | MISO | Midcontinent Independent Transmission System Operator, Inc.. | Rock River | 22 | NR | 2 | IPP Non-CHP |  | N |  | Y | 83-343-000, 83-343-001 | N |  |  | X |  | MidAmerican Energy Co | 12341 | IL | 13.8
56215 | E ON Climate Renewables N America LLC | 56979 | EC&R Panther Creek Wind Farm III | 904 North McDonald Rd | Big Spring | TX | 79720 | Sterling | 31.9925 | -101.1167 | TRE | ERCO | Electric Reliability Council of Texas, Inc. |  | 22 | NR | 2 | IPP Non-CHP |  | N |  | N |  | Y | 09-32 |  | X |  | Oncor Electric Delivery Company LLC | 44372 | TX | 345
56215 | E ON Climate Renewables N America LLC | 56980 | Stony Creek Wind Farm LLC | 1139 Imgrund Mountain Rd. | Berlin | PA | 15926 | Somerset | 40.0311 | -78.8153 | RFC | PJM | PJM Interconnection, LLC |  | 22 | NR | 2 | IPP Non-CHP |  | N |  | N |  | Y | 09-40 |  | X |  | Pennsylvania Electric Co | 14711 | PA | 115
56215 | E ON Climate Renewables N America LLC | 56981 | Pyron Wind Farm LLC | 9871 County Rd. 4146 | Hermleigh | TX | 79545 | Fisher | 32.5886 | -100.6728 | TRE | ERCO | Electric Reliability Council of Texas, Inc. |  | 22 | NR | 2 | IPP Non-CHP |  | N |  | N |  | Y | 08-54 |  | X |  | Oncor Electric Delivery Company LLC | 44372 | TX | 345
56249 | NGP Blue Mountain I LLC | 56982 | NGP Blue Mountain I LLC | 15250 Blue Mountain Road | Winnemucca | NV | 89445 | Humboldt | 40.9961 | -118.1414 | WECC | NEVP | Nevada Power Company | Wells - Ground Water | 22 | NR | 2 | IPP Non-CHP |  | N |  | Y | 07-213-000 | N |  |  | X |  | Nevada Power Co | 13407 | NV | 120
56215 | E ON Climate Renewables N America LLC | 56983 | EC&R Papalote Creek I LLC | 5399 C.R. 3161 | Taft | TX | 78390 | San Patricio | 27.9386 | -97.4586 | TRE | ERCO | Electric Reliability Council of Texas, Inc. |  | 22 | NR | 2 | IPP Non-CHP |  | N |  | N |  | Y | 09-39 |  | X |  |  |  |  | 138
56215 | E ON Climate Renewables N America LLC | 56984 | Inadale Wind Farm LLC | 130 C.R. 170 | Roscoe | TX | 79545 | Nolan | 32.4969 | -100.5797 | TRE | ERCO | Electric Reliability Council of Texas, Inc. |  | 22 | NR | 2 | IPP Non-CHP |  | N |  | N |  | Y | 08-55 |  | X |  | Oncor Electric Delivery Company LLC | 44372 | TX | 345
56285 | Smoky Hills Wind Project II LLC | 56985 | Smoky Hills Wind Project Phase II | 223 North Hwy 14 | Lincoln | KS | 67455 | Lincoln | 38.8927 | -98.1689 | SPP | SWPP | Southwest Power Pool |  | 22 | NR | 2 | IPP Non-CHP | X | N |  | N |  | N |  |  | X |  | Midwest Energy Inc | 12524 | KS | 230
50158 | Innovative Energy Systems Inc | 56986 | Clinton LFGTE Facility | 286 Sand Road | Morrisonville | NY | 12962 | Clinton | 44.6917 | -73.5944 | NPCC | NYIS | New York Independent System Operator |  | 22 | NR | 2 | IPP Non-CHP |  | N |  | Y | 09-35-000 | N |  | N | X |  | New York State Elec & Gas Corp | 13511 | NY | 46
50158 | Innovative Energy Systems Inc | 56987 | Hyland LFGTE Facility | 6653 Herdman Road | Angelica | NY | 14709 | Allegany | 42.2853 | -78.0061 | NPCC | NYIS | New York Independent System Operator |  | 22 | NR | 2 | IPP Non-CHP |  | N |  | Y | 08-627-000 | N |  | N | X |  | Rochester Gas & Electric Corp | 16183 | NY | 34.5
59155 | First Wind O&M, LLC | 56989 | Stetson Wind I | Route 0169X Route 169 | Danforth | ME | 4424 | Washington | 45.4822 | -67.9944 | NPCC | ISNE | ISO New England Inc. |  | 22 | NR | 2 | IPP Non-CHP | N | N |  | N |  | Y | EG09-24 | N | X |  | Emera Maine | 1179 | ME | 115
59155 | First Wind O&M, LLC | 56990 | Rollins Wind Project | 1600 Lee Road | Winn Village | ME | 4495 | Penobscot | 45.346 | -68.3802 | NPCC | ISNE | ISO New England Inc. |  | 22 | NR | 2 | IPP Non-CHP | N | N |  | Y | QF11-64 | Y | EG11-30 | N | X |  | Emera Maine | 1179 | ME | 115
59155 | First Wind O&M, LLC | 56991 | Stetson Wind II | Atlas Rd & Route 169 | Danforth | ME | 4654 | Washington | 45.615 | -67.971 | NPCC | ISNE | ISO New England Inc. |  | 22 | NR | 2 | IPP Non-CHP | N | N |  | N |  | Y | EG10-13 | N | X |  | Emera Maine | 1179 | ME | 115
56284 | MF Mesa Lane LLC | 56993 | MF Mesa Lane LLC | 1121 Bordentown Rd | Morrisville | PA | 19067 | Bucks | 40.1483 | -74.7772 | RFC | PJM | PJM Interconnection, LLC |  | 22 | NR | 2 | IPP Non-CHP |  | N |  | Y | 08-544-000, 08-544-001 | N |  | N | X |  | PECO Energy Co | 14940 | PA | 466
13781 | Northern States Power Co - Minnesota | 56994 | Grand Meadow | 228 Industrial Park | Dexter | MN | 55926 | Mower | 43.7189 | -92.705 | MRO | MISO | Midcontinent Independent Transmission System Operator, Inc.. |  | 22 | RE | 1 | Electric Utility |  | N |  | N |  | N |  | N | X |  | Great River Energy | 7570 |  | 161
17543 | South Carolina Public Service Authority | 56995 | Georgetown LFGTE | 201 Landfill Rd. | Georgetown | SC | 29442 | Georgetown | 33.4536 | -79.3161 | SERC | SC | South Carolina Public Service Authority |  | 22 | RE | 1 | Electric Utility |  | N |  | N |  | N |  | N | X |  | Santee Electric Coop, Inc | 16606 | SC | 12.47
17609 | Southern California Edison Co | 56996 | Solar Photovoltaic Project #02 | 14701 Yorba Ave. | Chino | CA | 91710 | SAN BERNARDINO | 33.9852 | -117.7008 | WECC | CISO | California Independent System Operator |  | 22 | RE | 1 | Electric Utility |  | N |  | N |  | N |  |  | X |  | Southern California Edison Co | 17609 | CA | 0.48
1932 | Boise-Kuna Irrigation District | 56997 | Arrowrock Hydroelectric Project | Hwy 21 & Arrowrock Rd | Boise | ID | 83716 | Elmore | 43.595 | -115.9233 | WECC | IPCO | Idaho Power Company | Boise River | 22 | NR | 2 | IPP Non-CHP |  | N |  | N |  | N |  |  | X |  | Idaho Power Co | 9191 | ID | 34.5
56771 | Black Hills Service Company LLC | 56998 | Pueblo Airport Generating Station | 4000 North 27th Lane | Pueblo | CO | 81001 | Pueblo | 38.3208 | -104.5264 | WECC | WACM | Western Area Power Administration - Rocky Mountain Region | City of Pueblo | 22 | NR | 2 | IPP Non-CHP |  | N |  | N |  | N |  | N | X |  | Black Hills/Colorado Elec.Util | 56146 | CO | 115 |  |  | Black Hills Service Company - Pueblo Airport Generating Station North & South Pipelines
56290 | CPV Vaca Station LLC | 56999 | CPV Vaca Station LLC | Intersection of Lewis & Dry Rd | Vacaville | CA | 95687 | Solano | 38.3392 | -121.8989 | WECC | CISO | California Independent System Operator | Municipality | 22 | NR | 2 | IPP Non-CHP |  | N |  | N |  | N |  |  | X |  | Pacific Gas & Electric Co | 14328 | CA | 230 |  |  | Undetermined.
56275 | El Cajon Energy LLC | 57001 | El Cajon Energy Center | 222 N. Johnson Ave. | El Cajon | CA | 92020 | San Diego | 32.7961 | -116.9721 | WECC | CISO | California Independent System Operator | City | 22 | NR | 2 | IPP Non-CHP |  | N |  | N |  | N |  |  | X |  | San Diego Gas & Electric Co | 16609 | CA | 69 |  |  | San Diego Gas & Electric
59155 | First Wind O&M, LLC | 57002 | Oakfield Wind Project | 464 Thompson Settlement Rd | City of Oakfield | ME | 4747 | Aroostook | 46.0581 | -68.1472 | NPCC | ISNE | ISO New England Inc. |  | 22 | NR | 2 | IPP Non-CHP | N | N |  | N |  | N |  | N | X |  | Emera Maine | 1179 | ME | 345
50158 | Innovative Energy Systems Inc | 57003 | Fulton LFGTE Facility | 847 Mud Road | Johnstown | NY | 12095 | Fulton | 43.0142 | -74.4739 | NPCC | NYIS | New York Independent System Operator |  | 22 | NR | 2 | IPP Non-CHP |  | N |  | Y | 08-699-000 | N |  | N | X |  | National Grid Generation, LLC | 26751 |  | 69
56294 | SunE WG113 Moreno Valley LLC | 57004 | SunEdison Walgreens Moreno Valley | 17500 Perris Blvd | Moreno Valley | CA | 92551 | RIVERSIDE | 33.8672 | -117.23 | WECC | CISO | California Independent System Operator |  | 22 | NR | 2 | IPP Non-CHP | X | N |  | Y | 07-387-000, 001, 002 | N |  | N | X |  | Southern California Edison Co | 17609 | CA | 12
56431 | SunE U6 Holdings LLC | 57005 | Mariani Packing Vacaville Solar | 500 Crocker Dr. | Vacaville | CA | 95688 | SOLANO | 38.4001 | -121.9637 | WECC | CISO | California Independent System Operator |  | 22 | NR | 2 | IPP Non-CHP | X | N |  | Y | 09-65-000, 001 | N |  | N | X |  | Pacific Gas & Electric Co | 14328 | CA | 12
56296 | SunE WG45 Woodland LLC | 57006 | Walgreens Woodland Distribution Center | 2370 East Main Street | Woodland | CA | 95776 | YOLO | 38.6749 | -121.7134 | WECC | CISO | California Independent System Operator |  | 22 | NR | 2 | IPP Non-CHP |  | N |  | Y | 07-321-000, 001, 002 | N |  |  | X |  | Pacific Gas & Electric Co | 14328 | CA | 0.48
56297 | SunE CPA CDC2 LLC | 57007 | SunEdison Ironwood State Prison | 19005 Wileys Well Road | Blythe | CA | 92225 | Riverside | 33.5673 | -114.918 | WECC | CISO | California Independent System Operator |  | 22 | NR | 2 | IPP Non-CHP | X | N |  | Y | 08-519-000, 001, 002 | N |  | N | X |  | Southern California Edison Co | 17609 | CA | 12
56431 | SunE U6 Holdings LLC | 57008 | SunEdison Procter & Gamble Oxnard | 800 N. Rice Ave. | Oxnard | CA | 95826 | Ventura | 34.2089 | -119.13 | WECC | CISO | California Independent System Operator |  | 22 | NR | 2 | IPP Non-CHP | X | N |  | N |  | N |  | N | X |  | Southern California Edison Co | 17609 | CA | 12.47
56300 | SunE KHL55 San Bernardino LLC | 57009 | Kohls San Bernardino Solar Facility | 890 East Mill St | San Bernardino | CA | 92408 | SAN BERNARDINO | 34.0947 | -117.2668 | WECC | CISO | California Independent System Operator |  | 22 | NR | 2 | IPP Non-CHP | X | N |  | Y | 08-103-000, 001, 002 | N |  | N | X |  | Southern California Edison Co | 17609 | CA | 0.48
56434 | SunE M5 Holdings LLC | 57010 | SunEdison Anheuser Busch Fairfield | I-80 and Hale Rd. | Rairfield | CA | 94534 | Solano | 38.2321 | -122.0927 | WECC | CISO | California Independent System Operator |  | 22 | NR | 2 | IPP Non-CHP | X | N |  | Y | 09-128-000, 09-128-001 | N |  | N | X |  | Pacific Gas & Electric Co | 14328 | CA | 12.47
56302 | SunE CPA CDC1 LLC | 57011 | Chuckawalla Valley State Prison | 19025 Wileys Well Road | Blythe | CA | 92225 | Riverside | 33.5653 | -114.9036 | WECC | CISO | California Independent System Operator |  | 22 | NR | 2 | IPP Non-CHP | X | N |  | Y | 07-394-000, 001 | N |  | N | X |  | Southern California Edison Co | 17609 | CA | 12.47
56434 | SunE M5 Holdings LLC | 57012 | SunEdison Walmart Apple Valley DC | 21101 Johnson Rd | Apple Valley | CA | 92307 | SAN BERNARDINO | 34.5975 | -117.2 | WECC | CISO | California Independent System Operator |  | 22 | NR | 2 | IPP Non-CHP | X | N |  | Y | 09-293-000, 001 | N |  | N | X |  | Southern California Edison Co | 17609 | CA | 12
56306 | DeKalb County GA | 57013 | DeKalb County Green Energy Facility | 4203 Clevemont Road | Ellenwood | GA | 30294 | DeKalb | 33.6553 | -84.2594 | SERC | SOCO | Southern Company Services, Inc. - Trans |  | 562212 | NR | 4 | Commercial Non-CHP |  | N |  | N |  | N |  | N | X |  | Georgia Power Co | 7140 | GA | 19.8
54842 | WM Renewable Energy LLC | 57014 | Waste Management Arden LFGTE | Arden Station Road | Washington | PA | 15301 | WASHINGTON | 40.2058 | -80.2611 | RFC | PJM | PJM Interconnection, LLC |  | 22 | NR | 2 | IPP Non-CHP |  | N |  | Y | 09-180-000 | N |  | N | X |  | West Penn Power Company | 20387 | PA | 25
54842 | WM Renewable Energy LLC | 57015 | Waste Management Columbia Ridge LFGTE | 18177 Cedar Springs Lane | Arlington | OR | 97812 | GILLIAM | 45.5739 | -120.2969 | WECC | BPAT | Bonneville Power Administration |  | 22 | NR | 2 | IPP Non-CHP |  | N |  | N |  | N |  | N | X |  | Columbia Basin Elec Cooperative, Inc | 4005 | OR | 115
54842 | WM Renewable Energy LLC | 57016 | Waste Management Crossroads LFGTE | 357 Mercer Road | Norridgewock | ME | 4957 | SOMERSET | 44.7014 | -69.8319 | NPCC | ISNE | ISO New England Inc. |  | 22 | NR | 2 | IPP Non-CHP |  | N |  | Y | 09-217-000 | N |  | N | X |  | Town of Madison - (ME) | 11477 | ME | 12.5
54842 | WM Renewable Energy LLC | 57017 | Spruce Ridge Gas Recovery | 12755 137th Street | Glencoe | MN | 55336 | McLeod | 44.8158 | -94.2489 | MRO | MISO | Midcontinent Independent Transmission System Operator, Inc.. |  | 22 | NR | 2 | IPP Non-CHP |  | N |  | Y | 08-474-000 | N |  | N | X |  | Glencoe Light & Power Comm | 7292 | MN | 13
54842 | WM Renewable Energy LLC | 57018 | Waste Management Middle Peninsula LFGTE | 3714 Waste Management Way | Glenns | VA | 23149 | MIDDLESEX | 37.5197 | -76.6245 | SERC | PJM | PJM Interconnection, LLC |  | 22 | NR | 2 | IPP Non-CHP |  | N |  | Y | 09-457-000 | N |  | N | X |  | Virginia Electric & Power Co | 19876 | VA | 37
54842 | WM Renewable Energy LLC | 57019 | Riverbend Landfill | 13469 SW Highway 18 | McMinnville | OR | 97128 | YAMHILL | 45.1672 | -123.2511 | WECC | BPAT | Bonneville Power Administration |  | 22 | NR | 2 | IPP Non-CHP |  | N |  | Y | 353-000 | N |  | N | X |  | City of McMinnville - (OR) | 12187 | OR | 13
54842 | WM Renewable Energy LLC | 57020 | Westside Landfill Gas Recovery | 12880 Camp Bowie W | Aledo | TX | 76008 | PARKER | 32.7246 | -97.5371 | TRE | ERCO | Electric Reliability Council of Texas, Inc. |  | 22 | NR | 2 | IPP Non-CHP |  | N |  | Y | 10-117-000 | N |  | N | X |  | Oncor Electric Delivery Company LLC | 44372 | TX | 14
54842 | WM Renewable Energy LLC | 57021 | Waste Management Madison County LFGTE | 6639 Buyea Road | Canastota | NY | 13032 | MADISON | 43.0336 | -75.7028 | NPCC | NYIS | New York Independent System Operator |  | 22 | NR | 2 | IPP Non-CHP |  | N |  | Y | 09-181-000 | N |  | N | X |  | Niagara Mohawk Power Corp. | 13573 | NY | 13
54842 | WM Renewable Energy LLC | 57022 | Waste Management King George LFGTE | 10376 Bullock Road | King George | VA | 22485 | KING GEORGE | 38.2747 | -77.3081 | SERC | PJM | PJM Interconnection, LLC |  | 22 | NR | 2 | IPP Non-CHP |  | N |  | Y | 10-352-000 | N |  | N | X |  | Virginia Electric & Power Co | 19876 | VA | 37
54842 | WM Renewable Energy LLC | 57023 | Waste Management Rolling Meadows LFGTE | 7351 NW Hoghway 75 | Topeka | KS | 66618 | SHAWNEE | 39.1746 | -95.7311 | SPP | SWPP | Southwest Power Pool |  | 22 | NR | 2 | IPP Non-CHP |  | N |  | Y | 10-77-000 | N |  | N | X |  | Westar Energy Inc | 22500 | KS | 12
54842 | WM Renewable Energy LLC | 57024 | Waste Management Northern Oaks LFGTE | 513 North Country Farm Road | Harrison | MI | 48625 | CLARE | 43.9906 | -84.8003 | RFC | MISO | Midcontinent Independent Transmission System Operator, Inc.. |  | 22 | NR | 2 | IPP Non-CHP |  | N |  | Y | 10-675-000 | N |  | N | X |  | Consumers Energy Co | 4254 | MI | 13
54842 | WM Renewable Energy LLC | 57025 | Waste Management Eco Vista LFGTE | 2210 Waste Managment Drive | Springdale | AR | 72762 | WASHINGTON | 36.1408 | -94.2597 | SERC | MISO | Midcontinent Independent Transmission System Operator, Inc.. |  | 22 | NR | 2 | IPP Non-CHP |  | N |  | Y | 10-674-000 | N |  | N | X |  | Arkansas Electric Coop Corp | 807 |  | 13
54842 | WM Renewable Energy LLC | 57026 | Superior Landfill Gas Recovery | 3001 Little Neck Road | Savannah | GA | 31419 | CHATHAM | 32.0303 | -81.2722 | SERC | SOCO | Southern Company Services, Inc. - Trans |  | 22 | NR | 2 | IPP Non-CHP |  | N |  | Y | 09-458-000 | N |  | N | X |  | Georgia Power Co | 7140 | GA | 13
590 | City of Anaheim - (CA) | 57027 | Canyon Power Plant | 3071 East Miraloma Ave. | Anaheim | CA | 92806 | Orange | 33.8581 | -117.8617 | WECC | CISO | California Independent System Operator | City of Anaheim, OC Water Dist | 22 | RE | 1 | Electric Utility |  | N |  | N |  | N |  | N | X |  | City of Anaheim - (CA) | 590 | CA | 69 |  |  | Southern California Gas Company
9191 | Idaho Power Co | 57028 | Langley Gulch Power Plant | Interstate 84 and Highway 30 | New Plymouth | ID | 83655 | PAYETTE | 43.9044 | -116.8197 | WECC | IPCO | Idaho Power Company | Snake River Plain Aquifer Well | 22 | RE | 1 | Electric Utility |  | N |  | N |  | N |  | N | X |  | Idaho Power Co | 9191 | ID | 230 |  |  | Williams Northwest Pipeline
17650 | Southern Power Co | 57029 | Cleveland Cnty Generating Facility | 240 Battleground Road | Kings Mountain | NC | 28086 | Cleveland | 35.1705 | -81.4166 | SERC | DUK | Duke Energy Carolinas | City of Kings Mountain | 22 | NR | 2 | IPP Non-CHP |  | N |  | N |  | N |  | N | X |  | Duke Energy Carolinas, LLC | 5416 | NC | 230 |  |  | Transco
11118 | Lockhart Power Co | 57030 | Pacolet Diesel Generation Facility | 908 Jerusalem Rd | Pacolet | SC | 29372 | SPARTANBURG | 34.8986 | -81.7397 | SERC | DUK | Duke Energy Carolinas |  | 22 | RE | 1 | Electric Utility |  | N |  | N |  | N |  |  | X |  | Lockhart Power Co | 11118 | SC | 34.5
14232 | Otter Tail Power Co | 57031 | Luverne Wind Farm | 12310 20th St. NE | Luverne | ND | 58056 | Steele | 47.3272 | -97.8975 | MRO | MISO | Midcontinent Independent Transmission System Operator, Inc.. |  | 22 | RE | 1 | Electric Utility |  | N |  | N |  | N |  | N | X |  | Otter Tail Power Co | 14232 | ND | 230
14232 | Otter Tail Power Co | 57032 | Ashtabula Wind Energy Center | 12431 6th St. NE | Luverne | ND | 58056 | Barnes | 47.1244 | -97.8961 | MRO | MISO | Midcontinent Independent Transmission System Operator, Inc.. |  | 22 | RE | 1 | Electric Utility |  | N |  | N |  | N |  | N | X |  | Minnkota Power Coop, Inc | 12658 |  | 230
14232 | Otter Tail Power Co | 57033 | Langdon Wind Energy Center | 817 3rd Street | Langdon | ND | 58249 | Cavalier | 48.6303 | -98.3169 | MRO | MISO | Midcontinent Independent Transmission System Operator, Inc.. |  | 22 | RE | 1 | Electric Utility |  | N |  | N |  | N |  | N | X |  | Minnkota Power Coop, Inc | 12658 |  | 115
20737 | Willmar Municipal Utilities | 57034 | Willmar Municipal East Substation | 1214 High Ave NE | Willmar | MN | 56209 | KANDIYOHI | 45.1272 | -95.025 | MRO | MISO | Midcontinent Independent Transmission System Operator, Inc.. |  | 22 | RE | 1 | Electric Utility |  | N |  | N |  | N |  |  | X |  | Willmar Municipal Utilities | 20737 | MN | 12.47
20737 | Willmar Municipal Utilities | 57035 | Willmar Municipal SW Substation | 1920 30th St SW | Willmar | MN | 56209 | KANDIYOHI | 45.105 | -95.0844 | MRO | MISO | Midcontinent Independent Transmission System Operator, Inc.. |  | 22 | RE | 1 | Electric Utility |  | N |  | N |  | N |  |  | X |  | Willmar Municipal Utilities | 20737 | MN | 12.47
3522 | Chugach Electric Assn Inc | 57036 | Southcentral Power Project | 5601 Electron Dr. | Anchorage | AK | 99519 | Anchorage | 61.1674 | -149.9053 | ASCC |  | Chugach Electric Assn Inc | AWWU | 22 | RE | 1 | Electric Utility |  | N |  | N |  | N |  | N | X |  | Chugach Electric Assn Inc | 3522 | AK | 138 |  |  | Alaska Pipeline Company
12686 | Mississippi Power Co | 57037 | Kemper County IGCC Project | Int MS HW 493 & Liberty Rd | De Kalb | MS | 39328 | Kemper | 32.6547 | -88.7622 | SERC | SOCO | Southern Company Services, Inc. - Trans | Municipality | 22 | RE | 1 | Electric Utility |  | N |  | N |  | N |  | Y | Y | OA | Mississippi Power Co | 12686 | MS | 230 |  |  | Tennessee Gas
12647 | ALLETE, Inc. | 57038 | Bison I Wind Energy Center | 5198 30th St | New Salem | ND | 58563 | Morton | 46.98 | -101.5547 | MRO | MISO | Midcontinent Independent Transmission System Operator, Inc.. |  | 22 | RE | 1 | Electric Utility |  | N |  | N |  | N |  |  | X |  | ALLETE, Inc. | 12647 | MN | 230
14354 | PacifiCorp | 57039 | McFadden Ridge | 700 Wyoming Highway 12 | Rock River | WY | 82083 | Albany | 41.7244 | -105.9906 | WECC | PACE | PacifiCorp - East |  | 22 | RE | 1 | Electric Utility |  | N |  | N |  | N |  |  | X |  | PacifiCorp | 14354 | WY | 230
14354 | PacifiCorp | 57040 | High Plains | 700 Highway 13 | Rock River | WY | 82083 | Albany | 41.6751 | -106.0111 | WECC | PACE | PacifiCorp - East |  | 22 | RE | 1 | Electric Utility |  | N |  | N |  | N |  |  | X |  | PacifiCorp | 14354 | WY | 230
14328 | Pacific Gas & Electric Co | 57041 | Vaca Dixon Solar Station | 5138 Midway Road | Vacaville | CA | 95688 | Solano | 38.4106 | -121.9264 | WECC | CISO | California Independent System Operator |  | 22 | RE | 1 | Electric Utility |  | N |  | N |  | N |  |  | X |  | Pacific Gas & Electric Co | 14328 | CA | 12
14328 | Pacific Gas & Electric Co | 57042 | CSU East Bay | 25800 Carlos Bee Blvd | Hayward | CA | 94542 | Alameda | 37.6589 | -122.0594 | WECC | CISO | California Independent System Operator | Domestic city water | 22 | RE | 1 | Electric Utility |  | N |  | N |  | N |  |  | X |  | Pacific Gas & Electric Co | 14328 | CA | 12 |  |  | Pacific Gas and Electric Company pipeline
14328 | Pacific Gas & Electric Co | 57043 | SF State University | 1600 Holloway Ave | San Francisco | CA | 94132 | San Francisco | 37.7239 | -122.4775 | WECC | CISO | California Independent System Operator | Domestic city water | 22 | RE | 1 | Electric Utility |  | N |  | N |  | N |  |  | X |  | Pacific Gas & Electric Co | 14328 | CA | 12 |  |  | Pacific Gas and Electric Company pipeline
59496 | Allete Clean Energy | 57044 | Armenia Mountain Wind Farm | 2806 Mountain Ridge Road | Mainesburg | PA | 16932 | Tioga | 41.7619 | -76.8553 | RFC | PJM | PJM Interconnection, LLC |  | 22 | NR | 2 | IPP Non-CHP |  | N |  | N |  | Y | 09-1278-000 | N | X |  | Pennsylvania Electric Co | 14711 | PA | 115
55963 | AE Power Services LLC | 57045 | Rolling Thunder Wind Farm | 606 West 14th Street | Miller | SD | 57362 | Hand | 44.4778 | -99.1339 | MRO | SWPP | Southwest Power Pool |  | 22 | NR | 2 | IPP Non-CHP |  | N |  | N |  | Y | 09-75-000 | N | X |  | NorthWestern Energy - (SD) | 13809 | SD | 69
772 | Archer Daniels Midland Co | 57046 | Archer Daniels Midland Columbus | 3000 East 8th Street | Columbus | NE | 68601 | PLATTE | 41.4164 | -97.2863 | SPP | SWPP | Southwest Power Pool | Wells | 311 | NR | 7 | Industrial CHP |  | N |  | N |  | N |  | N | X |  | Loup River Public Power Dist | 11251 | NE | 115 |  |  | Northern Natural
13781 | Northern States Power Co - Minnesota | 57047 | Nobles Wind Project | 19469 McCall Ave | Reading | MN | 56165 | NOBLES | 43.7036 | -95.7131 | MRO | MISO | Midcontinent Independent Transmission System Operator, Inc.. |  | 22 | RE | 1 | Electric Utility |  | N |  | N |  | N |  | N | X |  | Northern States Power Co - Minnesota | 13781 | MN | 34.5
13781 | Northern States Power Co - Minnesota | 57048 | Merricourt Wind Project | Not Available | Kulm | ND | 58456 | LAMOURE |  |  | MRO | MISO | Midcontinent Independent Transmission System Operator, Inc.. |  | 22 | RE | 1 | Electric Utility |  | N |  | N |  | N |  | N | X |  | Northern States Power Co | 13781 | MN | 230
56365 | NaturEner Glacier Wind Energy 1 LLC | 57049 | NaturEner Glacier Wind Energy 1 | 1321 Hjartarson Road | Ethridge | MT | 59435 | Toole | 48.51 | -112.1097 | WECC | GWA | NaturEner Power Watch, LLC (GWA) |  | 22 | NR | 2 | IPP Non-CHP |  | N |  | N |  | N |  |  | X |  | NorthWestern Energy LLC - (MT) | 12825 | MT | 115
56366 | NaturEner Glacier Wind Energy 2 LLC | 57050 | NaturEner Glacier Wind Energy 2 | 1321 Hjartarson Road | Ethridge | MT | 59435 | Toole | 48.5333 | -112.1847 | WECC | GWA | NaturEner Power Watch, LLC (GWA) |  | 22 | NR | 2 | IPP Non-CHP |  | N |  | N |  | N |  | N | X |  | Glacier Electric Coop, Inc | 7262 | MT | 115
221 | Alaska Village Elec Coop, Inc | 57051 | Noatak | PO Box 89 | Noatak | AK | 99761 | Northwest Arctic | 67.5709 | -162.9657 | ASCC |  |  |  | 22 | RE | 1 | Electric Utility |  | N |  | N |  | N |  |  | X |  | Alaska Village Elec Coop, Inc | 221 | AK | 13.47
221 | Alaska Village Elec Coop, Inc | 57052 | Savoonga | PO Box 40 | Savoonga | AK | 99769 | Nome | 63.6953 | -170.4757 | ASCC |  |  |  | 22 | RE | 1 | Electric Utility |  | N |  | N |  | N |  |  | X |  | Alaska Village Elec Coop, Inc | 221 | AK | 13.47
221 | Alaska Village Elec Coop, Inc | 57053 | Alakanuk | PO Box 167 | Alakanuk | AK | 99554 | WADE HAMPTON | 62.6833 | -164.6544 | ASCC |  |  |  | 22 | RE | 1 | Electric Utility |  | N |  | N |  | N |  |  | X |  | Alaska Village Elec Coop, Inc | 221 | AK | 13.47
221 | Alaska Village Elec Coop, Inc | 57054 | Upper Kalskag | PO Box 80 | Upper Kalskag | AK | 99607 | Bethel | 61.5269 | -160.3481 | ASCC |  |  |  | 22 | RE | 1 | Electric Utility |  | N |  | N |  | N |  |  | X |  | Alaska Village Elec Coop, Inc | 221 | AK | 13.47
221 | Alaska Village Elec Coop, Inc | 57055 | Stebbins | PO Box 22 | Stebbins | AK | 99671 | Nome | 63.521 | -162.2863 | ASCC |  |  |  | 22 | RE | 1 | Electric Utility |  | N |  | N |  | N |  |  | X |  | Alaska Village Elec Coop, Inc | 221 | AK | 13.47
221 | Alaska Village Elec Coop, Inc | 57056 | Scammon Bay | PO Box 90 | Scammon Bay | AK | 99662 | Wade Hampton | 61.843 | -165.5815 | ASCC |  |  |  | 22 | RE | 1 | Electric Utility |  | N |  | N |  | N |  |  | X |  | Alaska Village Elec Coop, Inc | 221 | AK | 13.47
221 | Alaska Village Elec Coop, Inc | 57057 | Quinhagak | PO Box 90 | Quinhagak | AK | 99655 | Bethel | 59.7474 | -161.9106 | ASCC |  |  |  | 22 | RE | 1 | Electric Utility |  | N |  | N |  | N |  |  | X |  | Alaska Village Elec Coop, Inc | 221 | AK | 13.47
221 | Alaska Village Elec Coop, Inc | 57058 | Pilot Station | PO Box 5040 | Pilot Station | AK | 99650 | Wade Hampton | 61.9365 | -162.8807 | ASCC |  |  |  | 22 | RE | 1 | Electric Utility |  | N |  | N |  | N |  |  | X |  | Alaska Village Elec Coop, Inc | 221 | AK | 13.47
221 | Alaska Village Elec Coop, Inc | 57059 | Koyuk | PO Box 29 | Koyuk | AK | 99753 | Nome | 64.9321 | -161.1671 | ASCC |  |  |  | 22 | RE | 1 | Electric Utility |  | N |  | N |  | N |  |  | X |  | Alaska Village Elec Coop, Inc | 221 | AK | 13.47
221 | Alaska Village Elec Coop, Inc | 57060 | Elim | PO Box 39009 | Elim | AK | 99739 | Nome | 64.6166 | -162.2637 | ASCC |  |  |  | 22 | RE | 1 | Electric Utility |  | N |  | N |  | N |  |  | X |  | Alaska Village Elec Coop, Inc | 221 | AK | 13.47
221 | Alaska Village Elec Coop, Inc | 57061 | St. Michael | PO Box 59070 | St. Michael | AK | 99659 | Nome | 63.4775 | -162.0383 | ASCC |  |  |  | 22 | RE | 1 | Electric Utility |  | N |  | N |  | N |  |  | X |  | Alaska Village Elec Coop, Inc | 221 | AK | 13.47
221 | Alaska Village Elec Coop, Inc | 57062 | Gambell | PO Box 189 | Gambell | AK | 99742 | Nome | 63.7771 | -171.7124 | ASCC |  |  |  | 22 | RE | 1 | Electric Utility |  | N |  | N |  | N |  |  | X |  | Alaska Village Elec Coop, Inc | 221 | AK | 13.47
221 | Alaska Village Elec Coop, Inc | 57063 | Shungnak | PO Box 59 | Shungnak | AK | 99773 | Northwest Arctic | 66.8881 | -157.1402 | ASCC |  |  |  | 22 | RE | 1 | Electric Utility |  | N |  | N |  | N |  |  | X |  | Alaska Village Elec Coop, Inc | 221 | AK | 13.47
221 | Alaska Village Elec Coop, Inc | 57064 | Kotlik | PO Box 20268 | Kotlik | AK | 99620 | Wade Hampton | 63.0322 | -163.5531 | ASCC |  |  |  | 22 | RE | 1 | Electric Utility |  | N |  | N |  | N |  |  | X |  | Alaska Village Elec Coop, Inc | 221 | AK | 13.47
221 | Alaska Village Elec Coop, Inc | 57065 | Kivalina | PO Box 50079 | Kivalina | AK | 99750 | Northwest Arctic | 67.7266 | -164.5384 | ASCC |  |  |  | 22 | RE | 1 | Electric Utility |  | N |  | N |  | N |  |  | X |  | Alaska Village Elec Coop, Inc | 221 | AK | 13.47
221 | Alaska Village Elec Coop, Inc | 57066 | Kasigluk | PO Box 19 Akula Heights | Kasigluk | AK | 99609 | Bethel | 60.8731 | -162.5197 | ASCC |  |  |  | 22 | RE | 1 | Electric Utility |  | N |  | N |  | N |  |  | X |  | Alaska Village Elec Coop, Inc | 221 | AK | 13.47
221 | Alaska Village Elec Coop, Inc | 57067 | Toksook Bay | Nelson Island, PO Box 37008 | Toksook Bay | AK | 99637 | Bethel | 60.5301 | -165.1086 | ASCC |  |  |  | 22 | RE | 1 | Electric Utility |  | N |  | N |  | N |  |  | X |  | Alaska Village Elec Coop, Inc | 221 | AK | 13.47
56354 | GenConn Middletown LLC | 57068 | GenConn Middletown LLC | 1866 River Road | Middletown | CT | 6457 | Middlesex | 41.5544 | -72.5767 | NPCC | ISNE | ISO New England Inc. | Connecticut River | 22 | NR | 2 | IPP Non-CHP |  | N |  | N |  | Y | 09-55-000 | N | X |  | Connecticut Light & Power Co | 4176 | CT | 345 |  |  | algonquin
56353 | Twin Cities Hydro LLC | 57069 | Twin Cities Hydro LLC | 965 S. Mississippi River Blvd | St. Paul | MN | 55116 | Ramsey | 44.9156 | -93.1994 | MRO | MISO | Midcontinent Independent Transmission System Operator, Inc.. | Mississippi River | 22 | NR | 2 | IPP Non-CHP |  | N |  | N |  | Y | 08-51-000 |  | X |  | Northern States Power Co - Minnesota | 13781 | MN | 13.8
56352 | GenConn Devon LLC | 57070 | GenConn Devon LLC | 734 Naugatuck Ave | Milford | CT | 6460 | New Haven | 41.2108 | -73.1075 | NPCC | ISNE | ISO New England Inc. | Housatonic River | 22 | NR | 2 | IPP Non-CHP |  | N |  | N |  | Y | 09-56-000 | N | X |  | Connecticut Light & Power Co | 4176 | CT | 115 |  |  | Iroquois Gas Transmission System
56351 | Denton Power LLC | 57071 | Denton Power LLC | 1527 S. Mayhill Rd, Bldg #107 | Denton | TX | 76208 | Denton | 33.1919 | -97.0761 | TRE | ERCO | Electric Reliability Council of Texas, Inc. | n/a | 22 | NR | 2 | IPP Non-CHP |  | N |  | Y | 08-785-000 | N |  | N | X |  | City of Denton - (TX) | 5063 | TX | 13.2
56364 | United States Steel Granite City Works | 57072 | Granite City Works | 1951 State Street | Granite City | IL | 62040 | Madison | 38.6972 | -90.1283 | SERC | MISO | Midcontinent Independent Transmission System Operator, Inc.. | Illinois American Water Co | 3311 | NR | 7 | Industrial CHP |  | Y | 09-393-000 | N |  | N |  |  | X |  | Ameren Illinois Company | 56697 | IL | 69 |  |  | MRT transmission line
57499 | NRG Energy Services | 57073 | Ivanpah 2 | 100302 Yates Well Road | Nipton | CA | 92364 | San Bernardino | 35.5561 | -115.4686 | WECC | CISO | California Independent System Operator | Wells | 22 | NR | 2 | IPP Non-CHP |  | N |  | N |  | N |  | N | X |  | Southern California Edison Co | 17609 | CA | 115 |  |  | Kern River Gas Transmission Company (KRGT)
57499 | NRG Energy Services | 57074 | Ivanpah 1 | 100302 Yates Well Road | Nipton | CA | 92364 | San Bernardino | 35.5331 | -115.4525 | WECC | CISO | California Independent System Operator | Wells | 22 | NR | 2 | IPP Non-CHP |  | N |  | N |  | N |  | N | X |  | Southern California Edison Co | 17609 | CA | 115 |  |  | Kern River Gas Transmission Company (KRGT)
57499 | NRG Energy Services | 57075 | Ivanpah 3 | 100302 Yates Well Road | Nipton | CA | 92364 | San Bernardino | 35.5808 | -115.4825 | WECC | CISO | California Independent System Operator | Wells | 22 | NR | 2 | IPP Non-CHP |  | N |  | N |  | N |  | N | X |  | Southern California Edison Co | 17609 | CA | 115 |  |  | Kern River Gas Transmission Company (KRGT)
56367 | Columbus Water Works | 57076 | South Columbus Water Resource Facility | 3001 South Lumpkin Road | Columbus | GA | 31904 | Muscogee | 32.4119 | -84.9761 | SERC | SOCO | Southern Company Services, Inc. - Trans |  | 22132 | NR | 5 | Commercial CHP |  | N |  | N |  | N |  | N | X |  | Georgia Power Co | 7140 | GA | 2.4 |  |  | Atmos Energy
59155 | First Wind O&M, LLC | 57078 | Steel Winds II | 1951 Hamburg Turnpike | Lackawanna | NY | 14218 | Erie | 42.8072 | -78.8617 | NPCC | NYIS | New York Independent System Operator |  | 22 | NR | 2 | IPP Non-CHP | N | N |  | N |  | Y | 12-23 | N | X |  | Niagara Mohawk Power Corp. | 13573 | NY | 115
59155 | First Wind O&M, LLC | 57079 | Milford Wind Corridor I LLC | 2390 East First Wind Rd | Milford | UT | 84751 | Beaver | 38.5357 | -112.935 | WECC | LDWP | Los Angeles Department of Water and Power |  | 22 | NR | 2 | IPP Non-CHP |  | N |  | N |  | Y | EG09-71 | N | X |  | Los Angeles Department of Water & Power | 11208 | CA | 345
59155 | First Wind O&M, LLC | 57080 | Sheffield Wind | 1390 New Duck Pond Rd | Sheffield | VT | 5866 | Caledonia | 44.676 | -72.1013 | NPCC | ISNE | ISO New England Inc. |  | 22 | NR | 2 | IPP Non-CHP | N | N |  | Y | QF06-73 | Y | EG11-37 | N | X |  | Vermont Electric Power Co, Inc | 19792 | VT | 115
56610 | Calpine Vineland Solar LLC | 57081 | Calpine Vineland Solar LLC | 1776 S. Mill Rd. | Vineland | NJ | 8360 | Cumberland | 39.4636 | -75.0667 | RFC | PJM | PJM Interconnection, LLC |  | 22 | NR | 2 | IPP Non-CHP |  | N |  | N |  | Y | 09-41-000 |  | X |  | City of Vineland - (NJ) | 19856 | NJ | 13.8
59155 | First Wind O&M, LLC | 57082 | Kaheawa Wind Power II LLC | 3000 Honoapiilani Hwy | Wailuku | HI | 96793 | Maui | 20.7947 | -156.536 | HICC |  |  |  | 22 | NR | 2 | IPP Non-CHP | N | N |  | Y | 05-417 | Y | 12-12 | N | X |  | Maui Electric Co Ltd | 11843 | HI | 69
59155 | First Wind O&M, LLC | 57083 | Bull Hill Wind Project | Stone Dam Road | Eastbrook | ME | 4634 | Hancock | 44.7231 | -68.2425 | NPCC | ISNE | ISO New England Inc. |  | 22 | NR | 2 | IPP Non-CHP | N | N |  | N |  | Y | 12-81 | N | X |  | Emera Maine | 1179 | ME | 115
213 | Alaska Electric Light&Power Co | 57085 | Lake Dorothy Hydroelectric Project | Lake Dorothy | Juneau | AK | 99801 | JUNEAU | 58.2325 | -134.0533 | ASCC |  |  | Lake Dorothy | 22 | RE | 1 | Electric Utility |  | N |  | N |  | N |  |  | X |  | Alaska Electric Light&Power Co | 213 | AK | 138
59155 | First Wind O&M, LLC | 57087 | Kahuku Wind Power LLC | Kamehameha Hwy and Charlie Rd | Honolulu | HI | 96731 | Honolulu | 21.681 | -157.975 | HICC |  |  |  | 22 | NR | 2 | IPP Non-CHP | N | N |  | Y | QF08-454 | N |  |  | X |  | Hawaiian Electric Co Inc | 19547 | HI | 46
59155 | First Wind O&M, LLC | 57088 | Bowers Wind Project | NA | Carroll Plantation | ME | 4487 | Penobscot | 45.4144 | -68.0381 | NPCC | ISNE | ISO New England Inc. |  | 22 | NR | 2 | IPP Non-CHP | N | N |  | N |  | N |  | N | X |  | Emera Maine | 1179 | ME | 115
56378 | Duke Energy DEGS Campbell Hill | 57090 | Campbell Hill Windpower | 1068 Cole Creek Road | Glenrock | WY | 82637 | Converse | 43.0145 | -105.999 | WECC | PACE | PacifiCorp - East |  | 22 | NR | 2 | IPP Non-CHP |  | N |  | N |  | N |  |  | X |  | PacifiCorp | 14354 | WY | 230
56377 | Duke Energy DEGS Silver Sage Wndpwr LLC | 57091 | Silver Sage Windpower | 1425 Happy Jack Rd. | Cheyenne | WY | 82009 | Laramie | 41.1297 | -105.024 | WECC | WAUW | Western Area Power Administration UGP West |  | 22 | NR | 2 | IPP Non-CHP |  | N |  | N |  | N |  |  | X |  | WAPA-- Western Area Power Administration | 27000 | WY | 115
56394 | Chevron USA | 57093 | Casper Wind Farm | 3131 Sunburst Drive | Evansville | WY | 82636 | Natrona | 42.8847 | -106.2214 | WECC | PACE | PacifiCorp - East |  | 22 | NR | 2 | IPP Non-CHP |  | N |  | Y | 09-492-000 | N |  | N | X |  | PacifiCorp | 14354 | WY | 115
15399 | Avangrid Renewables Inc | 57094 | Streator Cayuga Ridge South | 25482 E 2300 North Road | Odell | IL | 60460 | Livingston | 40.9969 | -88.49 | RFC | PJM | PJM Interconnection, LLC |  | 22 | NR | 2 | IPP Non-CHP |  | N |  | N |  | Y | 09-66-000 |  | X |  | Commonwealth Edison Co | 4110 | IL | 34
15399 | Avangrid Renewables Inc | 57095 | Penascal II Wind Project LLC | 881 South Highway 77 | Sarita | TX | 78385 | Kenedy | 27.1197 | -97.5499 | TRE | ERCO | Electric Reliability Council of Texas, Inc. |  | 22 | NR | 2 | IPP Non-CHP |  | N |  | N |  | Y | 09-22-000 |  | X |  | AEP Texas Central Company | 3278 | TX | 37
15399 | Avangrid Renewables Inc | 57096 | Star Point Wind Project LLC | 98536 Klondike Lane | Wasco | OR | 97065 | Sherman | 45.51 | -120.48 | WECC | BPAT | Bonneville Power Administration |  | 22 | NR | 2 | IPP Non-CHP |  | N |  | N |  | Y | 010-228-000 |  | X |  | Bonneville Power Administration | 1738 | OR | 32.3
15399 | Avangrid Renewables Inc | 57097 | Rugby Wind Power Project | 3212 74th Street NE | Barton | ND | 58384 | Pierce | 48.4968 | -99.9513 | MRO | MISO | Midcontinent Independent Transmission System Operator, Inc.. |  | 22 | NR | 2 | IPP Non-CHP |  | N |  | N |  | Y | 09-1284-002 |  | X |  | Otter Tail Power Co | 14232 | ND | 39
15399 | Avangrid Renewables Inc | 57098 | Dry Lake Wind LLC | 533 SR 377 | Herber | AZ | 85928 | Navajo | 34.6596 | -110.2842 | WECC | SRP | Salt River Project |  | 22 | NR | 2 | IPP Non-CHP |  | N |  | N |  | Y | 09-70-000 |  | X |  | Salt River Project | 16572 | AZ | 24
59348 | WestRock (WA) | 57099 | WestRock (WA) | 801 East Portland Ave | Tacoma | WA | 98421 | Pierce | 47.2661 | -122.4283 | WECC | TPWR | City of Tacoma, Department of Public Utilities, Light Division | Tacoma City Water | 322122 | NR | 7 | Industrial CHP |  | N |  | Y | 09-475-000 | N |  | N | X |  | City of Tacoma - (WA) | 18429 | WA | 115 |  |  | Schneider Electric
56396 | J&A-Santa Maria LLC | 57100 | Santa Maria LFG Power Plant | 1400 East Church Street | Santa Maria | CA | 93454 | Santa Barbara | 34.9508 | -120.4131 | WECC | CISO | California Independent System Operator |  | 22 | NR | 3 | IPP CHP |  | N |  | N |  | N |  |  | X |  | Pacific Gas & Electric Co | 14328 | CA | 12
56397 | J&A-Santa Maria II LLC | 57101 | J&A-Santa Maria II LLC | 2065 East Main Street | Santa Maria | CA | 93454 | Santa Barbara | 34.9494 | -120.3803 | WECC | CISO | California Independent System Operator |  | 22 | NR | 3 | IPP CHP |  | N |  | N |  | N |  |  | X |  | Pacific Gas & Electric Co | 14328 | CA | 12
56395 | J&A-Whittier LLC | 57102 | Whittier LFG Power Plant #1 | 12442 Putnam Street | Whittier | CA | 90602 | Los Angeles | 33.9706 | -118.0472 | WECC | CISO | California Independent System Operator |  | 22 | NR | 3 | IPP CHP |  | N |  | N |  | N |  |  | X |  | Southern California Edison Co | 17609 | CA | 12.47
56406 | Newark America | 57103 | Newark America Mill | 100 Newark Way | Fitchburg | MA | 1420 | WORCESTER | 42.561 | -71.8488 | NPCC | ISNE | ISO New England Inc. | Snows Mill Pond | 32213 | NR | 7 | Industrial CHP |  | N |  | N |  | N |  | N | X |  | Unitil Energy Systems | 24590 | NH | 13.8 |  |  | Unknown
56410 | Mesalands Community College | 57106 | Mesalands Comm College Wind Turbine | 911 South Tenth Street | Tucumcari | NM | 88401 | QUAY | 35.17 | -103.74 | SPP | SWPP | Southwest Power Pool |  | 611 | NR | 4 | Commercial Non-CHP | Y | N |  | Y | 09-103-000 | N |  | N | X |  | Southwestern Public Service Co | 17718 | NM | 12.47
56409 | Milford Wind Corridor Stage II LLC | 57107 | Milford Wind Corridor Stage II LLC | 2390 East First Wind Road | Milford | UT | 84751 | Beaver | 38.5852 | -112.931 | WECC | LDWP | Los Angeles Department of Water and Power |  | 22 | NR | 2 | IPP Non-CHP |  | N |  | N |  | Y | EG11-43 |  | X |  | Los Angeles Department of Water & Power | 11208 | CA | 345
56416 | Blue Canyon Windpower V LLC | 57108 | Blue Canyon Windpower V LLC | Hwy. 277 at Hwy. 281 | Carnegie | OK | 57015 | Caddo | 34.8217 | -98.4525 | SPP | SWPP | Southwest Power Pool |  | 22 | NR | 2 | IPP Non-CHP |  | N |  | N |  | Y | EG09-45 |  | X |  | Public Service Co of Oklahoma | 15474 | OK | 138
56417 | Meadow Lake Wind Farm LLC | 57109 | Meadow Lake Wind Farm LLC | IH-65 at Hwy. 43 | Lafayette | IN | 49707 | White | 40.6275 | -86.935 | RFC | PJM | PJM Interconnection, LLC |  | 22 | NR | 2 | IPP Non-CHP |  | N |  | N |  | Y | 09-47-000 |  | X |  | Indiana Michigan Power Co | 9324 | IN | 345
56418 | Blackstone Wind Farm LLC | 57110 | Blackstone Wind Farm LLC | 111 Watters Dr | Ransom | IL | 60420 | Livingston | 41.1508 | -88.6233 | RFC | PJM | PJM Interconnection, LLC |  | 22 | NR | 2 | IPP Non-CHP |  | N |  | N |  | Y | 09-49-000 |  | X |  | Commonwealth Edison Co | 4110 | IL | 345
56419 | Lost Lakes Wind Farm LLC | 57111 | Lost Lakes Wind Farm LLC | 1481 135th Ave | Lake Park | IA | 51347 | Dickinson | 43.3456 | -95.3233 | MRO | MISO | Midcontinent Independent Transmission System Operator, Inc.. |  | 22 | NR | 2 | IPP Non-CHP |  | N |  | N |  | Y | 09-44-000 | N | X |  | ITC Midwest LLC | 56161 |  | 161
56420 | Meadow Lake Wind Farm II LLC | 57112 | Meadow Lake Wind Farm II LLC | IH-65 at Hwy. 43 | Lafayette | IN | 49707 | White | 40.6431 | -87.0242 | RFC | PJM | PJM Interconnection, LLC |  | 22 | NR | 2 | IPP Non-CHP |  | N |  | N |  | N |  |  | X |  | Indiana Michigan Power Co | 9324 | IN | 345
56421 | Blackstone Wind Farm II LLC | 57113 | Blackstone Wind Farm II LLC | 111 Watters Dr | Dwight | IL | 60420 | Livingston | 41.1406 | -88.53 | RFC | PJM | PJM Interconnection, LLC |  | 22 | NR | 2 | IPP Non-CHP |  | N |  | N |  | Y | EG10-35 |  | X |  | Commonwealth Edison Co | 4110 | IL | 345
56423 | Meadow Lake Wind Farm III LLC | 57115 | Meadow Lake Wind Farm III LLC | IH-65 at Hwy. 43 | Lafayette | IN | 49707 | White | 40.5986 | -87.0194 | RFC | PJM | PJM Interconnection, LLC |  | 22 | NR | 2 | IPP Non-CHP |  | N |  | N |  | N |  |  | X |  | Indiana Michigan Power Co | 9324 | IN | 345
56424 | Quilt Block Wind Farm LLC | 57116 | Quilt Block Wind Farm LLC | Hwy. 81 at Hwy. 23 | Darlington | WI | 56350 | Lafayette | 42.6733 | -90.2653 | MRO | MISO | Midcontinent Independent Transmission System Operator, Inc.. |  | 22 | NR | 2 | IPP Non-CHP |  | N |  | N |  | N |  | N | X |  | American Transmission Co | 659 | WI | 138
56425 | Simpson Ridge Wind Farm LLC | 57117 | Simpson Ridge Wind Farm LLC | Hwy. 72 at IH-80 | Hanna | WY | 82327 | Carbon | 41.8794 | -106.3697 | WECC | PACE | PacifiCorp - East |  | 22 | NR | 2 | IPP Non-CHP |  | N |  | N |  | N |  |  | X |  | PacifiCorp | 14354 | WY | 230
56246 | Greensburg | 57118 | Greensburg Wind Farm LLC | 11237 Us Hwy 183 | Greensburg | KS | 67054 | Kiowa | 37.5499 | -99.3444 | SPP | SWPP | Southwest Power Pool |  | 22 | NR | 2 | IPP Non-CHP |  | N |  | N |  | N |  |  | X |  | Pioneer Electric Coop, Inc - (KS) | 15073 | KS | 34.5
56413 | Koda Energy LLC | 57119 | Koda Biomass Plant | 975 3rd Avenue West | Shakopee | MN | 55379 | SCOTT | 44.7956 | -93.5386 | MRO | MISO | Midcontinent Independent Transmission System Operator, Inc.. | Well | 22 | NR | 3 | IPP CHP |  | N |  | Y | 09-107-000 | N |  | N | X |  | Northern States Power Co - Minnesota | 13781 | MN | 69 |  |  | Northern Natural Gas Pipeline, Zones E&F
56415 | Wilton Wind II LLC | 57120 | Wilton Wind II LLC | 5120 279th Ave NE | Wilton | ND | 58579 | Burleigh | 47.1333 | -100.7011 | MRO | MISO | Midcontinent Independent Transmission System Operator, Inc.. |  | 22 | NR | 2 | IPP Non-CHP |  | N |  | N |  | N |  | N | X |  | Central Power Elec Coop, Inc | 3279 |  | 230
56414 | Ashtabula Wind II LLC | 57121 | Ashtabula Wind II LLC | 12306 20th Street NE | Luverne | ND | 58056 | Steele | 47.2924 | -97.9317 | MRO | MISO | Midcontinent Independent Transmission System Operator, Inc.. |  | 22 | NR | 2 | IPP Non-CHP |  | N |  | N |  | N |  |  | X |  | Otter Tail Power Co | 14232 | ND | 240
56427 | University of California Irvine | 57122 | UCI Facilities Management Central Plant | West Peltason Dr., Bldg 902 | Irvine | CA | 92697 | Orange | 33.6481 | -117.8467 | WECC | CISO | California Independent System Operator | Municipality | 611 | NR | 5 | Commercial CHP |  | N |  | N |  | N |  | N | X |  | Southern California Edison Co | 17609 | CA | 12 |  |  | Southern California Gas Company
56355 | LES Project Holdings LLC | 57123 | Trail Ridge Landfill Gas Recovery | 5110 US Highway 301 S | Baldwin | FL | 32234 | DUVAL | 30.3167 | -81.9833 | FRCC | JEA | JEA |  | 22 | NR | 2 | IPP Non-CHP |  | N |  | Y | 07-389-001 | N |  | N | X |  | JEA | 9617 | FL | 23
56592 | Idaho Wind Partners 1 LLC | 57124 | Payne's Ferry | 186 E 5700 N | Hagerman | ID | 83332 | Twin Falls | 42.8253 | -115.0108 | WECC | IPCO | Idaho Power Company |  | 22 | NR | 2 | IPP Non-CHP |  | N |  | Y | 08-31-000 | N |  |  | X |  | Idaho Power Co | 9191 | ID | 138
56592 | Idaho Wind Partners 1 LLC | 57125 | Camp Reed | Sect 16 Township 7 Sth 12 E | Glenns Ferry | ID | 83332 | Elmore | 42.8119 | -115.0489 | WECC | IPCO | Idaho Power Company |  | 22 | NR | 2 | IPP Non-CHP |  | N |  | Y | 08-25-000 | N |  |  | X |  | Idaho Power Co | 9191 | ID | 138
56592 | Idaho Wind Partners 1 LLC | 57126 | Yahoo Creek | Sect 1 Township 8 Sth 12 E | Hagerman | ID | 83332 | Twin Falls | 42.7708 | -114.9886 | WECC | IPCO | Idaho Power Company |  | 22 | NR | 2 | IPP Non-CHP | X | N |  | Y | 08-37-000 | N |  |  | X |  | Idaho Power Co | 9191 | ID | 138
17609 | Southern California Edison Co | 57127 | Solar Photovoltaic Project #24 | 305 W. Resource Drive | Rialto | CA | 92316 | SAN BERNARDINO | 34.0383 | -117.3731 | WECC | CISO | California Independent System Operator |  | 22 | RE | 1 | Electric Utility |  | N |  | N |  | N |  |  | X |  | Southern California Edison Co | 17609 | CA | 12
56440 | G2 Energy LLC | 57128 | G2 Energy Marion LLC | 5601 SE 66th Street | Ocala | FL | 34480 | Marion | 29.1229 | -82.0555 | FRCC | FPC | Progress Energy Florida |  | 22 | NR | 2 | IPP Non-CHP |  | N |  | Y | 09-10-000 | N |  | N | X |  | Duke Energy Florida, Inc | 6455 | FL | 12.47
56439 | Beaver Ridge Wind LLC | 57130 | Beaver Ridge Wind | End of Sibley Road | Freedom | ME | 4941 | Waldo | 44.4967 | -69.35 | NPCC | ISNE | ISO New England Inc. |  | 22 | NR | 2 | IPP Non-CHP | N | N |  | N |  | N |  | N | X |  | Central Maine Power Co | 3266 | ME | 34.5
56437 | Heritage Stoney Corners Wind Farm I LLC | 57131 | Stoney Corners Wind Farm | 10252 S. LaChance Road | McBain | MI | 49657 | Missaukee | 44.19 | -85.2983 | RFC | MISO | Midcontinent Independent Transmission System Operator, Inc.. |  | 22 | NR | 2 | IPP Non-CHP | N | N |  | Y | 08-688-001 | N |  |  | X |  | Wolverine Power Supply Coop | 20910 |  | 69
56469 | Enbridge G & P (Oklahoma) LP | 57132 | Nine Mile Gas Processing Plant | 5.6 Miles N of Leedey, Hwy 34 | Leedy | OK | 73654 | Dewey | 35.9408 | -99.3033 | SPP | SWPP | Southwest Power Pool |  | 211 | NR | 6 | Industrial Non-CHP |  | N |  | N |  | N |  | N | X |  | Kiwash Electric Coop, Inc | 10375 | OK | 138 |  |  | Enbridge Slider Pipeline
56440 | G2 Energy LLC | 57133 | G2 Energy Ostrom Road LLC | 5900 Ostrom Rd | Wheatland | CA | 95692 | YUBA | 39.0728 | -121.3992 | WECC | CISO | California Independent System Operator |  | 22 | NR | 2 | IPP Non-CHP |  | N |  | Y | 09-11-000 | N |  | N | X |  | Pacific Gas & Electric Co | 14328 | CA | 12.47
34691 | Ormat Nevada Inc | 57134 | OREG 4 Peetz | 37500 County Rd 78 | Peetz | CO | 80747 | Logan | 40.9925 | -102.8531 | WECC | WACM | Western Area Power Administration - Rocky Mountain Region |  | 22 | NR | 2 | IPP Non-CHP |  | N |  | Y | QF11-123 | N |  |  | X |  | Highline Electric Assn | 8570 | CO | 12.4
58672 | Everpower Wind Holdings Inc | 57135 | Big Sky Wind LLC | 911 Easy Road | Ohio | IL | 61349 | Bureau | 41.5992 | -89.4561 | RFC | PJM | PJM Interconnection, LLC |  | 22 | NR | 2 | IPP Non-CHP |  | N |  | N |  | Y | 09-91-000 |  | X |  | Commonwealth Edison Co | 4110 | IL | 138
56475 | Tuana Springs Energy LLC | 57136 | Tuana Springs | 388 East 5900 North | Hagerman | ID | 83332 | Gooding | 42.8925 | -115.0164 | WECC | IPCO | Idaho Power Company |  | 22 | NR | 2 | IPP Non-CHP |  | N |  | Y | 08-742-000 | N |  |  | X |  | Idaho Power Co | 9191 | ID | 138
56483 | Eurus Combine Hills II LLC | 57137 | Eurus Combine Hills Turbine Ranch 2 | 84700 Whitewater Reservoir Rd | Milton Freewater | OR | 97862 | Umatilla | 45.943 | -118.591 | WECC | BPAT | Bonneville Power Administration |  | 22 | NR | 2 | IPP Non-CHP | N | N |  | N |  | Y | 09-1699-000, 09-1699-001, 09-1699-002 | N | X |  | Bonneville Power Administration | 1738 | OR | 69
56476 | Ameresco | 57138 | Savannah River Site Biomass Cogen | Burma Rd. | Aiken | SC | 29808 | Aiken | 33.2833 | -81.6667 | SERC | SCEG | South Carolina Electric & Gas Company | Savannah River | 22 | NR | 3 | IPP CHP |  | N |  | N |  | N |  | N | X |  | South Carolina Electric&Gas Company | 17539 | SC | 13.8
58672 | Everpower Wind Holdings Inc | 57139 | Highland Wind Project (PA) | 225 Substation Road | Sidman | PA | 15955 | Cambria | 40.3042 | -78.6908 | RFC | PJM | PJM Interconnection, LLC |  | 22 | NR | 2 | IPP Non-CHP |  | N |  | N |  | Y | 09-2-000 |  | X |  | Pennsylvania Electric Co | 14711 | PA | 115
56493 | RV CSU Power LLC | 57141 | RV CSU Power LLC | 3840 LaPorte Ave. | Fort Collins | CO | 80521 | LARIMER | 40.5911 | -105.1459 | WECC | PSCO | Public Service Company of Colorado |  | 611 | NR | 4 | Commercial Non-CHP | Y | N |  | Y | 10-160-000 | N |  |  | X |  | Public Service Co of Colorado | 15466 | CO | 13.2
49893 | Invenergy Services LLC | 57151 | Beech Ridge Energy LLC | 128 Coleman Rd. | Rupert | WV | 25984 | Greenbrier | 38.0878 | -80.4925 | RFC | PJM | PJM Interconnection, LLC |  | 22 | NR | 2 | IPP Non-CHP | X | N |  | N |  | N |  | N | X |  | Monongahela Power Co | 12796 | WV | 138
56499 | Harvest Wind Project TIC | 57152 | Harvest Wind Project | 1135 Dot Rd | Roosevelt | WA | 99356 | Klickitat | 45.8131 | -120.3475 | WECC | BPAT | Bonneville Power Administration |  | 22 | NR | 2 | IPP Non-CHP |  | N |  | N |  | N |  |  | X |  | PUD No 1 of Klickitat County | 10393 | WA | 230
56506 | Langford Wind Power LLC | 57153 | Langford Wind Power | 9636 Duff Road | Christoval | TX | 76935 | Tom Green | 31.0854 | -100.6788 | TRE | ERCO | Electric Reliability Council of Texas, Inc. |  | 22 | NR | 2 | IPP Non-CHP | N | N |  | N |  | N |  | N | X |  | AEP Texas North Company | 20404 | TX | 138
59186 | Mesquite Lake Water & Power Plant 1 | 57154 | Mesquite Lake Water & Power Plant 1 | 3505 US Highway 111 | Imperial | CA | 92225 | Imperial | 32.9066 | -115.5137 | WECC | IID | Imperial Irrigation District | Redwood Lateral | 22 | NR | 2 | IPP Non-CHP |  | N |  | N |  | N |  |  | X |  | Imperial Irrigation District | 9216 | CA | 92 |  |  | SoCal Gas Company 24
15399 | Avangrid Renewables Inc | 57156 | Barton Chapel Wind Farm | 6868 Rock Creek Rd | Jacksboro | TX | 76458 | Jack | 33.068 | -98.3377 | TRE | ERCO | Electric Reliability Council of Texas, Inc. |  | 22 | NR | 2 | IPP Non-CHP |  | N |  | N |  | N |  |  | X |  | Oncor Electric Delivery Company LLC | 44372 | TX | 230
56514 | Windy Flats Partners LLC | 57159 | Windy Flats Wind Project | 24 Stringstreet Rd | Centerville | WA | 98613 | Klickitat | 45.7269 | -120.8339 | WECC | BPAT | Bonneville Power Administration |  | 22 | NR | 2 | IPP Non-CHP |  | N |  | N |  | Y | 09-33-000 | N | X |  | PUD No 1 of Klickitat County | 10393 | WA | 230
56515 | White River Hydroelectric | 57160 | White River Lock and Dam 1 | 1830 Chaney Dr | Batesville | AR | 72501 | Independence | 35.7574 | -91.6369 | SERC | SPA | Southwestern Power Administration | White River | 22 | NR | 2 | IPP Non-CHP |  | N |  | N |  | N |  | N | X |  | Southwestern Power Administration | 17716 |  | 161
56515 | White River Hydroelectric | 57161 | White River Lock and Dam 2 | 100 Lock 2 Rd | Locust Grove | AR | 72550 | Independence | 35.744 | -91.7654 | SERC | SPA | Southwestern Power Administration | White River | 22 | NR | 2 | IPP Non-CHP |  | N |  | N |  | N |  | N | X |  | Southwestern Power Administration | 17716 |  | 161
56515 | White River Hydroelectric | 57162 | White River Lock and Dam 3 | 30 Martin Access Rd | Marcella | AR | 72555 | Stone | 35.8436 | -91.8505 | SERC | SPA | Southwestern Power Administration | White River | 22 | NR | 2 | IPP Non-CHP |  | N |  | N |  | N |  | N | X |  | Southwestern Power Administration | 17716 |  | 161
11217 | Los Angeles County Sanitation | 57163 | Calabasas Gas to Energy Facility | 5300 Lost Hills Rd | Agoura | CA | 91301 | Los Angeles | 34.1511 | -118.7236 | WECC | CISO | California Independent System Operator |  | 562212 | NR | 4 | Commercial Non-CHP |  | N |  | Y | 10-219-000 | N |  | N | X |  | Southern California Edison Co | 17609 | CA | 16 |  |  | Southern California Gas Company
54842 | WM Renewable Energy LLC | 57164 | Waste Management Tri-Cities LFGTE | 7010 Auto Mall Pkwy | Fremont | CA | 94538 | Alameda | 37.4975 | -121.9858 | WECC | CISO | California Independent System Operator |  | 22 | NR | 2 | IPP Non-CHP |  | N |  | N |  | N |  | N | X |  | Pacific Gas & Electric Co | 14328 | CA | 12
54842 | WM Renewable Energy LLC | 57165 | Farmers Branch Renewable Energy Facility | 580 Huffines Blvd | Lewisville | TX | 75067 | Denton | 33.0311 | -96.9572 | TRE | ERCO | Electric Reliability Council of Texas, Inc. |  | 22 | NR | 2 | IPP Non-CHP |  | N |  | N |  | N |  | N | X |  | Denton County Elec Coop, Inc | 5078 | TX | 24.9
54842 | WM Renewable Energy LLC | 57166 | Waste Management Lockwood LFGTE | 2401 Canyon Way | Sparks | NV | 89434 | WASHOE | 39.4933 | -119.6203 | WECC | NEVP | Nevada Power Company |  | 22 | NR | 2 | IPP Non-CHP |  | N |  | N |  | N |  | N | X |  | Nevada Power Co | 13407 | NV | 25
54842 | WM Renewable Energy LLC | 57167 | Mesquite Creek LFGTE Project | 1000 Kohlenberg | New Braunfels | TX | 78130 | COMAL | 29.7372 | -98.0228 | TRE | ERCO | Electric Reliability Council of Texas, Inc. |  | 22 | NR | 2 | IPP Non-CHP |  | N |  | Y | 11-6-000 | N |  | N | X |  | City of New Braunfels - (TX) | 13418 | TX | 13
54842 | WM Renewable Energy LLC | 57168 | Waste Management Naples LFGTE Project | 3750 White Lake Blvd | Naples | FL | 34117 | COLLIER | 26.1558 | -81.6581 | FRCC | FPL | Florida Power & Light Company |  | 22 | NR | 2 | IPP Non-CHP |  | N |  | N |  | N |  | N | X |  | Dairyland Power Coop | 4716 |  | 12
54842 | WM Renewable Energy LLC | 57169 | Waste Management Piedmont LFGTE Project | 9900 Freeman Road | Kernersville | NC | 27284 | FORSYTH | 36.1936 | -80.0406 | SERC | DUK | Duke Energy Carolinas |  | 22 | NR | 2 | IPP Non-CHP |  | N |  | Y | 11-88-000 | N |  | N | X |  | Duke Energy Carolinas, LLC | 5416 | NC | 12
54842 | WM Renewable Energy LLC | 57170 | Suburban Landfill Gas Recovery | 3415 Township Road 447 | Glenford | OH | 43739 | PERRY | 39.9124 | -82.245 | RFC | PJM | PJM Interconnection, LLC |  | 22 | NR | 2 | IPP Non-CHP |  | N |  | Y | 10-676-000 | N |  | N | X |  | Ohio Power Co | 14006 | OH | 12.5
12199 | Montana-Dakota Utilities Co | 57171 | Cedar Hills Wind Farm | HWY 12 | Rhame | ND | 58651 | Bowman | 46.2456 | -103.7672 | MRO | MISO | Midcontinent Independent Transmission System Operator, Inc.. |  | 22 | RE | 1 | Electric Utility | X | N |  | N |  | N |  | N | X |  | Montana-Dakota Utilities Co | 12199 | ND | 57
12199 | Montana-Dakota Utilities Co | 57172 | Glen Ullin Station 6 | 4090 62nd Ave | Glen Ullin | ND | 58631 | Morton | 46.8214 | -101.7564 | MRO | MISO | Midcontinent Independent Transmission System Operator, Inc.. |  | 22 | RE | 1 | Electric Utility |  | N |  | N |  | N |  | N | X |  | Montana-Dakota Utilities Co | 12199 | ND | 41.6
56498 | Weaver Bridgewater Dairy | 57173 | Bridgewater Dairy Anaerobic Digester | 14587 County Rd 8 #5 | Montpelier | OH | 43543 | WILLIAMS | 41.6292 | -84.6694 | RFC | PJM | PJM Interconnection, LLC |  | 115 | NR | 6 | Industrial Non-CHP |  | N |  | Y | 07-162-000 | Y | 07-162-000 | N | X |  | Buckeye Rural Elec Coop, Inc | 2502 | OH | 12.47
56523 | Colorado Highlands Wind LLC | 57174 | Colorado Highlands Wind | 20670 County Road 85 | Fleming | CO | 80728 | Logan | 40.7569 | -102.7431 | WECC | WACM | Western Area Power Administration - Rocky Mountain Region |  | 22 | NR | 2 | IPP Non-CHP | N | N |  | N |  | N |  | N | X |  | WAPA-- Western Area Power Administration | 27000 | CO | 115
56518 | First State Marine Wind | 57176 | University of Delaware Wind Turbine | 700 Pilottown Road | Lewes | DE | 19958 | SUSSEX | 38.7829 | -75.1649 | RFC | PJM | PJM Interconnection, LLC |  | 611 | NR | 4 | Commercial Non-CHP | Y | N |  | N |  | N |  |  | X |  | City of Lewes - (DE) | 10935 | DE | 14.47
56520 | Meadow Lake Wind Farm IV LLC | 57177 | Meadow Lake Wind Farm IV | IH-65 at Highway 43 | Lafayette | IN | 49707 | White | 40.6778 | -87.0328 | RFC | PJM | PJM Interconnection, LLC |  | 22 | NR | 2 | IPP Non-CHP |  | N |  | N |  | N |  |  | X |  | Indiana Michigan Power Co | 9324 | IN | 345
8153 | Hartford Steam Co | 57179 | HSCo CHP | 60 Columbus Blvd | Hartford | CT | 6010 | HARTFORD | 41.7614 | -72.6686 | NPCC | ISNE | ISO New England Inc. |  | 622 | NR | 5 | Commercial CHP |  | N |  | N |  | N |  | N | X |  | Connecticut Light & Power Co | 4176 | CT | 23 |  |  | CT Natural Gas Corp
7277 | Calpine Corporation | 57180 | Buckeye Geothermal Power Plant | 10350 Socrates Mine Road | Middletown | CA | 95461 | LAKE | 38.8242 | -122.84 | WECC | CISO | California Independent System Operator | Wells | 22 | NR | 2 | IPP Non-CHP |  | N |  | N |  | N |  |  | X |  | Pacific Gas & Electric Co | 14328 | CA | 230
7277 | Calpine Corporation | 57181 | Wild Horse Power Plant | 10350 Socrates Mine Road | Middletown | CA | 95461 | Sonoma | 38.8417 | -122.83 | WECC | CISO | California Independent System Operator | Wells | 22 | NR | 2 | IPP Non-CHP |  | N |  | N |  | N |  |  | X |  | Pacific Gas & Electric Co | 14328 | CA | 230
57249 | EPP Renewable Energy | 57182 | PPL Frey Farm Landfill Wind | 3049 River Road | Conestoga | PA | 17516 | Lancaster | 39.9592 | -76.4556 | RFC | PJM | PJM Interconnection, LLC |  | 22 | NR | 2 | IPP Non-CHP | N | N |  | N |  | N |  | N | X |  | PPL Electric Utilities Corp | 14715 | PA | 12.47
57249 | EPP Renewable Energy | 57183 | PPL Glendon LFGTE Plant | Hilton and Holly Streets | Glendon | PA | 18042 | Northampton | 40.6678 | -75.2322 | RFC | PJM | PJM Interconnection, LLC |  | 22 | NR | 2 | IPP Non-CHP |  | N |  | N |  | N |  | N | X |  | PPL Electric Utilities Corp | 14715 | PA | 34.5
59178 | Brookfield Black Bear Hydro, LLC | 57184 | Orono Hydro Station | 19 Broadway Street | Orono | ME | 4461 | Penobscot | 44.8803 | -68.6647 | NPCC | ISNE | ISO New England Inc. | Penobscot River | 22 | NR | 2 | IPP Non-CHP |  | N |  | N |  | N |  | N | X |  | Emera Maine | 1179 | ME | 12.5
56534 | Cricket Valley Energy Center LLC | 57185 | Cricket Valley Energy | 2241 Route NY 22 | Dover | NY | 12522 | Dutchess | 41.6761 | -73.5811 | NPCC | NYIS | New York Independent System Operator | Dry cooling system | 22 | NR | 2 | IPP Non-CHP |  | N |  | N |  | N |  |  | X |  | Consolidated Edison Co-NY Inc | 4226 | NY | 345 |  |  | Iroquois Gas Transmission System
50158 | Innovative Energy Systems Inc | 57186 | Chautauqua LFGTE Facility | 3889 Towerville Road | Jamestown | NY | 14701 | Chautauqua | 42.1989 | -79.3186 | NPCC | NYIS | New York Independent System Operator |  | 22 | NR | 2 | IPP Non-CHP |  | N |  | Y | 09-446-000 | N |  | N | X |  | National Grid Generation, LLC | 26751 |  | 34.5
10433 | Kodiak Electric Assn Inc | 57187 | Pillar Mountain Wind Project | Pillar Mountain | Kodiak | AK | 99615 | KODIAK ISLAND | 57.7869 | -152.4406 | ASCC |  |  |  | 22 | RE | 1 | Electric Utility | N | N |  | N |  | N |  | N | X |  | Kodiak Electric Assn Inc | 10433 | AK | 69
49893 | Invenergy Services LLC | 57188 | Vantage Wind Energy LLC | 30821 Vantage Highway | Ellensburg | WA | 98926 | Kittitas | 46.9547 | -120.1819 | WECC | PSEI | Puget Sound Energy |  | 22 | NR | 2 | IPP Non-CHP | X | N |  | N |  | N |  | N | X |  | Puget Sound Energy Inc | 15500 | WA | 230
56545 | Pattern Operators LP | 57189 | Lost Creek Wind Energy Facility | 8479 NW State Road | King City | MO | 64463 | DeKalb | 39.9814 | -94.5181 | SERC | AECI | Associated Electric Cooperative, Inc. |  | 22 | NR | 2 | IPP Non-CHP |  | N |  | N |  | N |  |  | X |  | Associated Electric Coop, Inc | 924 |  | 161
56540 | Northbrook Wisconsin LLC | 57190 | Little Quinnesec Falls Hydro Project | 1101 Mill St | Niagara | WI | 54151 | MARINETTE | 45.7736 | -87.9894 | MRO | MISO | Midcontinent Independent Transmission System Operator, Inc.. | Menominee River | 22 | NR | 2 | IPP Non-CHP |  | N |  | Y | 08-136 | N |  | N | X |  | American Transmission Co | 659 | WI | 138
6035 | Exelon Power | 57191 | Exelon Solar Chicago | 1201 W 120th St | Chicago | IL | 60643 | Cook | 41.6758 | -87.6514 | RFC | PJM | PJM Interconnection, LLC |  | 22 | NR | 2 | IPP Non-CHP |  | N |  | Y | 10-174-000 | N |  |  | X |  | Commonwealth Edison Co | 4110 | IL | 12.8
56545 | Pattern Operators LP | 57192 | Spring Valley Wind Project | 1212 SR 893 | Ely | NV | 89301 | WHITE PINE | 39.1042 | -114.4922 | WECC | NEVP | Nevada Power Company |  | 22 | NR | 2 | IPP Non-CHP |  | N |  | N |  | N |  | N | X |  | Sierra Pacific Power Co | 17166 | NV | 230
56545 | Pattern Operators LP | 57193 | Ripley Westfield Wind LLC | Inter. of Hwy 76 and Kent Rd. | Ripley | NY | 14775 | Chautauqua | 42.2411 | -79.635 | NPCC | NYIS | New York Independent System Operator |  | 22 | NR | 2 | IPP Non-CHP |  | N |  | N |  | N |  |  | X |  |  |  |  | 230
56561 | Day County Wind LLC | 57194 | Day County Wind LLC | 14933 416th Avenue | Conde | SD | 57434 | Day | 45.215 | -97.9056 | MRO | SWPP | Southwest Power Pool |  | 22 | NR | 2 | IPP Non-CHP |  | N |  | N |  | N |  |  | X |  | East River Elec Pwr Coop, Inc | 5552 |  | 115
15500 | Puget Sound Energy Inc | 57195 | Lower Snake River Wind Energy Project | 39 Falling Springs Rd | Pomeroy | WA | 99347 | GARFIELD | 46.5242 | -117.8217 | WECC | BPAT | Bonneville Power Administration |  | 22 | RE | 1 | Electric Utility | X | N |  | N |  | N |  | N | X |  | Bonneville Power Administration | 1738 | WA | 500
13630 | North Carolina Mun Power Agny #1 | 57196 | High Point, POLO | 201 North Pendleton St. | High Point | NC | 27260 | Guilford | 35.97 | -79.96 | SERC | DUK | Duke Energy Carolinas |  | 22 | RE | 1 | Electric Utility |  | N |  | N |  | N |  | N | X |  | Town of High Point | 8571 | NC | 12.5
56565 | TX Solar I LLC | 57197 | Blue Wing Solar Energy Generation | 10810 S Blue Wind Rd. | San Antonio | TX | 78223 | Bexar | 29.3042 | -98.4003 | TRE | ERCO | Electric Reliability Council of Texas, Inc. |  | 22 | NR | 2 | IPP Non-CHP |  | N |  | N |  | N |  |  | X |  | City of San Antonio - (TX) | 16604 | TX | 13.8
20856 | Wisconsin Power & Light Co | 57198 | Bent Tree Wind Farm Phase 1 | 31072 State Highway 13 | Hartland | MN | 56042 | Freeborn | 43.7246 | -93.4504 | MRO | MISO | Midcontinent Independent Transmission System Operator, Inc.. |  | 22 | RE | 1 | Electric Utility |  | N |  | N |  | N |  |  | X |  | ITC Midwest LLC | 56161 |  | 161
20847 | Wisconsin Electric Power Co | 57199 | Glacier Hills | Wisconsin State Hwy 33 & Cty H | Cambria | WI | 53923 | Columbia | 43.5639 | -89.1481 | RFC | MISO | Midcontinent Independent Transmission System Operator, Inc.. |  | 22 | RE | 1 | Electric Utility |  | N |  | N |  | N |  | N | X |  | American Transmission Co | 659 | WI | 138
56563 | Solar Star North Carolina I LLC | 57200 | Shelby Solar Energy Generation Facility | 830 College Ave | Shelby | NC | 28152 | Cleveland | 35.2536 | -81.5956 | SERC | DUK | Duke Energy Carolinas |  | 22 | NR | 2 | IPP Non-CHP |  | N |  | Y | 10-432-000 | N |  |  | X |  | City of Shelby - (NC) | 17037 | NC | 12
56555 | FPL Energy Montezuma Wind | 57201 | FPL Energy Montezuma Winds LLC | 6700 Birds Landing Rd | Birds Landing | CA | 94512 | Solano | 38.1636 | -121.7966 | WECC | CISO | California Independent System Operator |  | 22 | NR | 2 | IPP Non-CHP |  | N |  | N |  | Y | pending |  | X |  | Pacific Gas & Electric Co | 14328 | CA | 230
56582 | Jacksonville Solar LLC | 57202 | Jacksonville Solar | 2009 US Highway 301 | Jacksonville | FL | 32234 | Duval | 30.3207 | -81.9564 | FRCC | JEA | JEA |  | 22 | NR | 2 | IPP Non-CHP | Y | N |  | Y | 10-310-000 | N |  | N | X |  | JEA | 9617 | FL | 23
56583 | Wyandot Solar LLC | 57203 | Wyandot Solar Farm | 10692 County Highway 44 | Upper Sandusky | OH | 43351 | WYANDOT | 40.8795 | -83.3171 | RFC | PJM | PJM Interconnection, LLC |  | 22 | NR | 2 | IPP Non-CHP | N | N |  | Y | 10-312-000 | N |  |  | X |  | Ohio Power Co | 14006 | OH | 12.47
56584 | PSEG Solar Hackettstown LLC | 57204 | PSEG Hackettstown | 700 High Street | Hackettstown | NJ | 7840 | Warren | 40.8606 | -74.8229 | RFC | PJM | PJM Interconnection, LLC |  | 22 | NR | 2 | IPP Non-CHP | N | N |  | Y | 09-544-000 | N |  |  | X |  | Jersey Central Power & Lt Co | 9726 | NJ | 4.16
57036 | Copper Mountain 1 LLC | 57205 | CM48 | 751 El Dorado Valley Drive | Boulder City | NV | 89005 | Clark | 35.7814 | -114.9933 | WECC | CISO | California Independent System Operator |  | 22 | NR | 2 | IPP Non-CHP | N | N |  | N |  | N |  | N | X |  | San Diego Gas & Electric Co | 16609 | CA | 230
19558 | Homer Electric Assn Inc | 57206 | Soldotna | 41925 Sterling Highway | Soldotna | AK | 99669 | Kenai Peninsula | 60.4994 | -150.9972 | ASCC |  | Chugach Electric Assn Inc |  | 22 | RE | 1 | Electric Utility |  | N |  | N |  | N |  |  | X |  | Homer Electric Assn Inc | 19558 | AK | 115 |  |  | Enstar
18981 | Thomson Corp | 57207 | Thomson Reuters Data Center Bldg ES101 | 610 Opperman Drive | Eagan | MN | 55123 | DAKOTA | 44.8244 | -93.1139 | MRO | MISO | Midcontinent Independent Transmission System Operator, Inc.. | Municipality | 518 | NR | 4 | Commercial Non-CHP |  | N |  | N |  | N |  | N | X |  | Dakota Electric Association | 25177 | MN | 13.8
18981 | Thomson Corp | 57208 | Thomson Reuters Data Center Bldg H | 610 Opperman Drive | Eagan | MN | 55123 | DAKOTA | 44.8289 | -93.1167 | MRO | MISO | Midcontinent Independent Transmission System Operator, Inc.. | Municipality | 518 | NR | 4 | Commercial Non-CHP |  | N |  | N |  | N |  | N | X |  | Dakota Electric Association | 25177 | MN | 13.8
13994 | Oglethorpe Power Corporation | 57209 | Rumble Road Energy Center | 1107 Rumble Road | Smarr | GA | 31086 | Monroe | 32.9758 | -83.8461 | SERC | SOCO | Southern Company Services, Inc. - Trans | Municipality | 22 | RE | 1 | Electric Utility |  | N |  | N |  | N |  |  | X |  | Georgia Transmission Corp | 7197 | GA | 500
55963 | AE Power Services LLC | 57210 | Cedar Creek II | 67125 CR 132 | New Raymer | CO | 80742 | Weld | 40.9475 | -103.7839 | WECC | PSCO | Public Service Company of Colorado |  | 22 | NR | 2 | IPP Non-CHP |  | N |  | N |  | Y | 11-8-000 | N | X |  | Public Service Co of Colorado | 15466 | CO | 230
55963 | AE Power Services LLC | 57211 | Goshen Phase II | 444 Bone Road | Idaho Falls | ID | 83427 | Bonneville | 43.4671 | -111.8364 | WECC | PACE | PacifiCorp - East |  | 22 | NR | 2 | IPP Non-CHP |  | N |  | N |  | Y | EG10-53 | N | X |  | PacifiCorp | 14354 | ID | 161
56215 | E ON Climate Renewables N America LLC | 57212 | EC&R Papalote Creek II LLC | 546 FM 631 | Taft | TX | 78390 | San Patricio | 27.9958 | -97.2967 | TRE | ERCO | Electric Reliability Council of Texas, Inc. |  | 22 | NR | 2 | IPP Non-CHP |  | N |  | N |  | Y | 10-22 |  | X |  | Oncor Electric Delivery Company LLC | 44372 | TX | 138
56657 | ENEL Salt Wells LLC | 57213 | ENEL Salt Wells LLC | 6059 Salt Wells Road | Fallon | NV | 89406 | CHURCHILL | 39.2944 | -118.5725 | WECC | NEVP | Nevada Power Company |  | 22 | NR | 2 | IPP Non-CHP |  | N |  | N |  | N |  |  | X |  | Nevada Power Co | 13407 | NV | 230
20214 | Waverly Municipal Elec Utility | 57214 | Waverly Community Wind Project | Garden Avenue | Waverly | IA | 50677 | Bremer | 42.7317 | -92.4711 | MRO | MISO | Midcontinent Independent Transmission System Operator, Inc.. |  | 22 | RE | 1 | Electric Utility |  | N |  | N |  | N |  |  | X |  | Waverly Municipal Elec Utility | 20214 | IA | 12.5
19391 | UGI Development Co | 57216 | Crayola Solar Project | 1100 Church Lane | Easton | PA | 18040 | Northampton | 40.7605 | -75.2385 | RFC | PJM | PJM Interconnection, LLC |  | 22 | NR | 2 | IPP Non-CHP |  | N |  | N |  | N |  |  | X |  | Metropolitan Edison Co | 12390 | PA | 34.5
17609 | Southern California Edison Co | 57217 | Solar Photovoltaic Project #03 | 1464 Merrill Ave | Rialto | CA | 92376 | SAN BERNARDINO | 34.0943 | -117.4001 | WECC | CISO | California Independent System Operator |  | 22 | RE | 1 | Electric Utility |  | N |  | N |  | N |  |  | X |  | Southern California Edison Co | 17609 | CA | 0.48
17609 | Southern California Edison Co | 57218 | Solar Photovoltaic Project #04 | 13048 Valley Blvd | Fontana | CA | 92335 | SAN BERNARDINO | 34.0711 | -117.5203 | WECC | CISO | California Independent System Operator |  | 22 | RE | 1 | Electric Utility |  | N |  | N |  | N |  | N | X |  | Southern California Edison Co | 17609 | CA | 12
17609 | Southern California Edison Co | 57219 | Solar Photovoltaic Project #05 | 1901 California St. | Redlands | CA | 92374 | SAN BERNARDINO | 34.0863 | -117.2306 | WECC | CISO | California Independent System Operator |  | 22 | RE | 1 | Electric Utility |  | N |  | N |  | N |  |  | X |  | Southern California Edison Co | 17609 | CA | 12
17609 | Southern California Edison Co | 57220 | Solar Photovoltaic Project #06 | 3510 E. Francis St | Ontario | CA | 91761 | SAN BERNARDINO | 34.0414 | -117.5731 | WECC | CISO | California Independent System Operator |  | 22 | RE | 1 | Electric Utility |  | N |  | N |  | N |  |  | X |  | Southern California Edison Co | 17609 | CA | 12
17609 | Southern California Edison Co | 57221 | Solar Photovoltaic Project #07 | 2200-2250 Palmetto Ave. | Redlands | CA | 92374 | SAN BERNARDINO | 34.0861 | -117.2275 | WECC | CISO | California Independent System Operator |  | 22 | RE | 1 | Electric Utility |  | N |  | N |  | N |  |  | X |  | Southern California Edison Co | 17609 | CA | 12
17609 | Southern California Edison Co | 57222 | Solar Photovoltaic Project #08 | 4060 E. Francis St | Ontario | CA | 91761 | SAN BERNARDINO | 34.0419 | -117.565 | WECC | CISO | California Independent System Operator |  | 22 | RE | 1 | Electric Utility |  | N |  | N |  | N |  |  | X |  | Southern California Edison Co | 17609 | CA | 12
17609 | Southern California Edison Co | 57223 | Solar Photovoltaic Project #09 | 3550 E. Francis St | Ontario | CA | 91761 | SAN BERNARDINO | 34.0428 | -117.5717 | WECC | CISO | California Independent System Operator |  | 22 | RE | 1 | Electric Utility |  | N |  | N |  | N |  |  | X |  | Southern California Edison Co | 17609 | CA | 0.48
17609 | Southern California Edison Co | 57224 | Solar Photovoltaic Project #10 | 13277 San Bernardino Ave. | Fontana | CA | 92335 | SAN BERNARDINO | 34.075 | -117.5169 | WECC | CISO | California Independent System Operator |  | 22 | RE | 1 | Electric Utility |  | N |  | N |  | N |  |  | X |  | Southern California Edison Co | 17609 | CA | 12
17609 | Southern California Edison Co | 57225 | Solar Photovoltaic Project #11 | 2501 West San Bernardino | Redlands | CA | 92374 | SAN BERNARDINO | 34.0758 | -117.2414 | WECC | CISO | California Independent System Operator |  | 22 | RE | 1 | Electric Utility |  | N |  | N |  | N |  |  | X |  | Southern California Edison Co | 17609 | CA | 12
17609 | Southern California Edison Co | 57226 | Solar Photovoltaic Project #12 | 4091 E. Francis St. | Ontario | CA | 91761 | SAN BERNARDINO | 34.0422 | -117.5617 | WECC | CISO | California Independent System Operator |  | 22 | RE | 1 | Electric Utility |  | N |  | N |  | N |  |  | X |  | Southern California Edison Co | 17609 | CA | 0.48
17609 | Southern California Edison Co | 57227 | Solar Photovoltaic Project #13 | 1895 Marigold Ave. | Redlands | CA | 92374 | SAN BERNARDINO | 34.0835 | -117.2356 | WECC | CISO | California Independent System Operator |  | 22 | RE | 1 | Electric Utility |  | N |  | N |  | N |  |  | X |  | Southern California Edison Co | 17609 | CA | 12
17609 | Southern California Edison Co | 57228 | Solar Photovoltaic Project #14 | 13649 Valley Blvd. | Fontana | CA | 92335 | SAN BERNARDINO | 34.0683 | -117.5072 | WECC | CISO | California Independent System Operator |  | 22 | RE | 1 | Electric Utility |  | N |  | N |  | N |  |  | X |  | Southern California Edison Co | 17609 | CA | 12
17609 | Southern California Edison Co | 57229 | Solar Photovoltaic Project #15 | 13230 San Bernardino Ave. | Fontana | CA | 92335 | SAN BERNARDINO | 34.0792 | -117.5167 | WECC | CISO | California Independent System Operator |  | 22 | RE | 1 | Electric Utility |  | N |  | N |  | N |  |  | X |  | Southern California Edison Co | 17609 | CA | 12
17609 | Southern California Edison Co | 57230 | Solar Photovoltaic Project #16 | 2290 Palmetto Ave | Redlands | CA | 92374 | SAN BERNARDINO | 34.0856 | -117.2336 | WECC | CISO | California Independent System Operator |  | 22 | RE | 1 | Electric Utility |  | N |  | N |  | N |  |  | X |  | Southern California Edison Co | 17609 | CA | 12
17609 | Southern California Edison Co | 57231 | Solar Photovoltaic Project #17 | 13550 Valley Blvd. | Fontana | CA | 92335 | SAN BERNARDINO | 34.0728 | -117.5033 | WECC | CISO | California Independent System Operator |  | 22 | RE | 1 | Electric Utility |  | N |  | N |  | N |  |  | X |  | Southern California Edison Co | 17609 | CA | 12
17609 | Southern California Edison Co | 57232 | Solar Photovoltaic Project #18 | 9415 Kaiser Way | Fontana | CA | 92335 | SAN BERNARDINO | 34.0833 | -117.5164 | WECC | CISO | California Independent System Operator |  | 22 | RE | 1 | Electric Utility |  | N |  | N |  | N |  |  | X |  | Southern California Edison Co | 17609 | CA | 12
17609 | Southern California Edison Co | 57233 | Solar Photovoltaic Project #19 | 9211 E. Kaiser Way | Fontana | CA | 92335 | SAN BERNARDINO | 34.0869 | -117.5169 | WECC | CISO | California Independent System Operator |  | 22 | RE | 1 | Electric Utility |  | N |  | N |  | N |  |  | X |  | Southern California Edison Co | 17609 | CA | 12
17609 | Southern California Edison Co | 57234 | Solar Photovoltaic Project #20 | 27352 River Bluff Ave. | Redlands | CA | 92375 | SAN BERNARDINO | 34.0892 | -117.2033 | WECC | CISO | California Independent System Operator |  | 22 | RE | 1 | Electric Utility |  | N |  | N |  | N |  |  | X |  | Southern California Edison Co | 17609 | CA | 12
17609 | Southern California Edison Co | 57235 | Solar Photovoltaic Project #21 | 13053 San Bernardino Ave | Fontana | CA | 92335 | San Bernardino | 34.0753 | -117.5536 | WECC | CISO | California Independent System Operator |  | 22 | RE | 1 | Electric Utility |  | N |  | N |  | N |  |  | X |  | Southern California Edison Co | 17609 | CA | 12
17609 | Southern California Edison Co | 57236 | Solar Photovoltaic Project #23 | 9687 Transportation Way | Fontana | CA | 92335 | San Bernardino | 34.0808 | -117.5203 | WECC | CISO | California Independent System Operator |  | 22 | RE | 1 | Electric Utility |  | N |  | N |  | N |  |  | X |  | Southern California Edison Co | 17609 | CA | 12
17609 | Southern California Edison Co | 57237 | Solar Photovoltaic Project #22 | 27223 Pioneer Ave. | Redlands | CA | 92374 | San Bernardino | 34.08 | -117.2114 | WECC | CISO | California Independent System Operator |  | 22 | RE | 1 | Electric Utility |  | N |  | N |  | N |  |  | X |  | Southern California Edison Co | 17609 | CA | 12
56603 | Roth Rock Wind Farm LLC | 57239 | Roth Rock Wind Farm LLC | 2860 Wind Park Way | Oakland | MD | 21550 | Garrett | 39.2544 | -79.4672 | RFC | PJM | PJM Interconnection, LLC |  | 22 | NR | 2 | IPP Non-CHP |  | N |  | N |  | N |  |  | X |  | Allegheny Electric Coop Inc | 332 |  | 138
56603 | Roth Rock Wind Farm LLC | 57240 | Roth Rock North Wind Farm, LLC | AP-Substation 2325 Wind Pk Wy | Oakland | MD | 21550 | Garrett | 39.2872 | -79.4344 | RFC | PJM | PJM Interconnection, LLC |  | 22 | NR | 2 | IPP Non-CHP |  | N |  | N |  | N |  |  | X |  | Allegheny Electric Coop Inc | 332 |  | 138
56611 | Gainesville Renewable Energy Center LLC | 57241 | Gainesville Renewable Energy Center | 11201 NW 13th Street | Gainsville | FL | 32653 | Alachua | 29.7675 | -82.3964 | FRCC | GVL | Gainesville Regional Utilities | Upper Floridian Aquifer Wells | 22 | NR | 2 | IPP Non-CHP |  | N |  | N |  | N |  | N | X |  | Gainesville Regional Utilities | 6909 | FL | 138 |  |  | Florida Gas Transmission Company (via Gainesville Regional Utilities pipeline)
55910 | Lanai Sustainability Research LLC | 57242 | Mililani South Solar Farm | 100 Wahelu Ave | Mililani | HI | 96789 | Honolulu | 21.46 | -157.9603 | HICC |  |  |  | 22 | NR | 2 | IPP Non-CHP |  | N |  | N |  | N |  |  | X |  | Hawaiian Electric Co Inc | 19547 | HI | 15
17650 | Southern Power Co | 57243 | Cimarron Solar Facility | 104 Carbide Road | Springer | NM | 87747 | COLFAX | 36.4681 | -104.6357 | WECC | WACM | Western Area Power Administration - Rocky Mountain Region |  | 22 | NR | 2 | IPP Non-CHP |  | N |  | N |  | N |  |  | X |  | Springer Electric Coop, Inc | 17826 | NM | 115
56612 | Kit Carson Windpower LLC | 57244 | Kit Carson Windpower | 22330 County Road 44 | Burlington | CO | 80807 | Kit Carson | 39.3383 | -102.3533 | WECC | WACM | Western Area Power Administration - Rocky Mountain Region |  | 22 | NR | 2 | IPP Non-CHP |  | N |  | N |  | N |  |  | X |  | Tri-State G & T Assn, Inc | 30151 |  | 230
17609 | Southern California Edison Co | 57245 | Solar Photovoltaic Project #26 | 2510 - 2580 West Walnut Ave. | Rialto | CA | 92376 | SAN BERNARDINO | 34.1312 | -117.4253 | WECC | CISO | California Independent System Operator |  | 22 | RE | 1 | Electric Utility |  | N |  | N |  | N |  |  | X |  | Southern California Edison Co | 17609 | CA | 12
17609 | Southern California Edison Co | 57246 | Solar Photovoltaic Project #27 | 1590 North Tamarind Ave. | Rialto | CA | 92376 | SAN BERNARDINO | 34.1311 | -117.4217 | WECC | CISO | California Independent System Operator |  | 22 | RE | 1 | Electric Utility |  | N |  | N |  | N |  |  | X |  | Southern California Edison Co | 17609 | CA | 12
17609 | Southern California Edison Co | 57247 | Solar Photovoltaic Project #28 | 570 Mill St. | San Bernardino | CA | 92408 | SAN BERNARDINO | 34.0942 | -117.2742 | WECC | CISO | California Independent System Operator |  | 22 | RE | 1 | Electric Utility |  | N |  | N |  | N |  |  | X |  | Southern California Edison Co | 17609 | CA | 12
6258 | Federated Rural Electric Assn | 57248 | Welcome Wind Turbine | 1250 140th Avenue | Welcome | MN | 56181 | MARTIN | 43.6825 | -94.5892 | MRO | MISO | Midcontinent Independent Transmission System Operator, Inc.. |  | 22 | RE | 1 | Electric Utility |  | N |  | N |  | N |  | N | X |  | Great River Energy | 7570 |  | 12.47
55920 | Bio-Gas Technologies LTD | 57249 | Renewable Energy Services of Ohio | 10215 Hoover Road | Milan | OH | 44846 | Erie | 41.3362 | -82.602 | RFC | PJM | PJM Interconnection, LLC |  | 22 | NR | 2 | IPP Non-CHP |  | N |  | N |  | N |  | N | X |  | Ohio Edison Co | 13998 | OH | 12.47
40211 | Wabash Valley Power Assn, Inc | 57250 | Earthmovers LFGTE | 26488 C. R. 26 | Elkhart | IN | 46517 | ELKHART | 41.6229 | -85.9752 | RFC | MISO | Midcontinent Independent Transmission System Operator, Inc.. |  | 22 | RE | 1 | Electric Utility |  | N |  | N |  | N |  | N | X |  | Indiana Michigan Power Co | 9324 | IN | 12.47
9425 | Iowa Lakes Electric Coop | 57251 | Lakota Wind Wind Farm | 4208 160 Ave | Lakota | IA | 50451 | KOSSUTH | 43.3839 | -94.1475 | SPP | SWPP | Southwest Power Pool |  | 22 | RE | 1 | Electric Utility |  | N |  | N |  | N |  | N | X |  | Iowa Lakes Electric Coop | 9425 | IA | 12.47
9425 | Iowa Lakes Electric Coop | 57252 | Iowa Lakes Superior Wind Farm | 3150 Hwy 9 | Superior | IA | 51363 | DICKINSON | 43.445 | -94.9803 | SPP | SWPP | Southwest Power Pool |  | 22 | RE | 1 | Electric Utility |  | N |  | N |  | N |  | N | X |  | Iowa Lakes Electric Coop | 9425 | IA | 12.47
56619 | Air Force Civil Engineer Center | 57253 | MA Military Reservation Wind Project | 575 Cole Road | Otis ANG Base Bourne | MA | 2542 | BARNSTABLE | 41.6647 | -70.5942 | NPCC | ISNE | ISO New England Inc. |  | 22 | NR | 2 | IPP Non-CHP | Y | N |  | Y | QF07-121-000 | N |  | N | X |  | NSTAR Electric Company | 54913 | MA | 23
56618 | Victor Valley Community College District | 57254 | Victor Valley CC CPV Solar | 18422 Bear Valley Road | Victorville | CA | 92395 | SAN BERNARDINO | 34.4802 | -117.2579 | WECC | CISO | California Independent System Operator |  | 611 | NR | 4 | Commercial Non-CHP | N | N |  | N |  | N |  |  | X |  | Southern California Edison Co | 17609 | CA | 416
56633 | Trishe Wind Minnesota | 57255 | Trishe Wind Minnesota |  | Atwater | MN | 56209 | Kandiyohi | 45.1539 | -94.8811 | MRO | MISO | Midcontinent Independent Transmission System Operator, Inc.. |  | 22 | NR | 2 | IPP Non-CHP |  | N |  | N |  | N |  |  | X |  |  | 13201 | AK | 230
56769 | Consolidated Edison Development Inc. | 57256 | PA Solar Park | 109 Forth Hollow Road | Nesquehoning | PA | 18240 | Carbon | 40.8601 | -75.8522 | RFC | PJM | PJM Interconnection, LLC |  | 22 | NR | 2 | IPP Non-CHP | N | N |  | Y | QF12-224 | N |  | N | X |  | PPL Electric Utilities Corp | 14715 | PA | 69
56617 | Iowa Lakes Community College | 57257 | Iowa Lakes Community College Wind Farm | 1802 19th Street | Estherville | IA | 51334 | EMMET | 43.3853 | -94.8157 | MRO | MISO | Midcontinent Independent Transmission System Operator, Inc.. |  | 611 | NR | 4 | Commercial Non-CHP | N | N |  | N |  | N |  | N | X |  | City of Estherville - (IA) | 5998 | IA | 12.47
56630 | Texico Wind LP | 57258 | Texico Wind Ranch LP | 207 CR 7 | Texico | NM | 88135 | Curry | 34.36 | -103.0667 | WECC | SWPP | Southwest Power Pool |  | 22 | NR | 2 | IPP Non-CHP | N | N |  | N |  | N |  | N | X |  | Southwestern Public Service Co | 17718 | NM | 22.5
56629 | Lubbock Wind LLC | 57259 | Lubbock Wind Ranch | 2607 CR 2800 | Lubbock | TX | 79403 | Lubbock | 33.5697 | -101.7653 | SPP | SWPP | Southwest Power Pool |  | 22 | NR | 2 | IPP Non-CHP | Y | N |  | N |  | N |  | N | X |  | City of Lubbock - (TX) | 11292 | TX | 12.47
59883 | NRG Energy Gas & Wind Holdings Inc | 57260 | Cedro Hill Wind LLC | 7476 FM 2050 | Bruni | TX | 78344 | Webb | 27.5761 | -98.9053 | TRE | ERCO | Electric Reliability Council of Texas, Inc. |  | 22 | NR | 2 | IPP Non-CHP |  | N |  | N |  | Y | 10-25-000 | N | X |  | AEP Texas Central Company | 3278 | TX | 138
59883 | NRG Energy Gas & Wind Holdings Inc | 57261 | Taloga Wind LLC | Route 1, Box 40 | Putnam | OK | 73659 | Dewey | 35.8556 | -98.9683 | SPP | SWPP | Southwest Power Pool |  | 22 | NR | 2 | IPP Non-CHP |  | N |  | N |  | Y | ER10-1389, EG10-40 | N | X |  | Oklahoma Gas & Electric Co | 14063 | OK | 138
59883 | NRG Energy Gas & Wind Holdings Inc | 57262 | Laredo Ridge Wind LLC | 2443 State Highway 32 | Petersburg | NE | 68652 | Boone | 41.8803 | -98.0239 | MRO | SWPP | Southwest Power Pool |  | 22 | NR | 2 | IPP Non-CHP |  | N |  | Y | QF10-510 | Y | EG10-51 | N | X |  | Nebraska Public Power District | 13337 | NE | 115
56627 | DeWind Co. | 57263 | Little Pringle I Wind Farm | 8570 Co Rd H | Morse | TX | 79062 | Hutchinson | 35.9643 | -101.5402 | TRE | SWPP | Southwest Power Pool |  | 22 | NR | 2 | IPP Non-CHP |  | N |  | Y | QF10-539-000 | N |  |  | X |  | Southwestern Public Service Co | 17718 | TX | 34.5
56627 | DeWind Co. | 57264 | Little Pringle II Wind Farm | 8571 Co Rd H | Morse | TX | 79062 | Hutchinson | 35.9249 | -101.5414 | TRE | SWPP | Southwest Power Pool |  | 22 | NR | 2 | IPP Non-CHP |  | N |  | Y | 10-538-000 | N |  |  | X |  | Southwestern Public Service Co | 17718 | TX | 34.5
11804 | Massachusetts Electric Co | 57265 | Dorchester Solar Site | 220 Victory Rd | Dorchester | MA | 2122 | Suffolk | 42.3008 | -71.0472 | NPCC | ISNE | ISO New England Inc. |  | 22 | RE | 1 | Electric Utility |  | N |  | N |  | N |  |  | X |  | NSTAR Electric Company | 54913 | MA | 12.47
56635 | NRG Marsh Landing LLC | 57267 | Marsh Landing Generating Station | 3201 Wilbur Avenue | Antioch | CA | 94509 | Contra Costa | 38.0169 | -121.765 | WECC | CISO | California Independent System Operator |  | 22 | NR | 2 | IPP Non-CHP |  | N |  | N |  | N |  | N | X |  | Pacific Gas & Electric Co | 14328 | CA | 230 |  |  | PG&E Line 400
57170 | EDF Renewable Asset Holdings, Inc. | 57268 | Chestnut Flats Wind Farm | 1226 Mill Run Road | Altoona | PA | 16601 | BLAIR | 40.5228 | -78.4769 | RFC | PJM | PJM Interconnection, LLC |  | 22 | NR | 2 | IPP Non-CHP | X | N |  | N |  | N |  | N | X |  | Pennsylvania Electric Co | 14711 | PA | 115
11804 | Massachusetts Electric Co | 57269 | Haverhill Solar Power Project | 98 Hilldale Ave | Haverhill | MA | 1832 | ESSEX | 42.7811 | -71.0926 | NPCC | ISNE | ISO New England Inc. |  | 22 | RE | 1 | Electric Utility |  | N |  | N |  | N |  |  | X |  | Massachusetts Electric Co | 11804 | MA | 13.2
11804 | Massachusetts Electric Co | 57270 | NEDC Solar Site | 1152 Main Street | Whitinsville | MA | 1588 | Worcester | 42.1052 | -71.703 | NPCC | ISNE | ISO New England Inc. |  | 22 | RE | 1 | Electric Utility |  | N |  | N |  | N |  |  | X |  | Massachusetts Electric Co | 11804 | MA | 13.8
56642 | Grant County Wind LLC | 57274 | Grant County Wind LLC | 996 190th Ave | Woodstock | MN | 56186 | Grant | 45.8033 | -95.8844 | MRO | MISO | Midcontinent Independent Transmission System Operator, Inc.. |  | 22 | NR | 2 | IPP Non-CHP | X | N |  | N |  | Y | EG10-5 | N | X |  | Otter Tail Power Co | 14232 | MN | 41.6
56641 | Tonopah Solar Energy LLC | 57275 | Crescent Dunes Solar Energy | Rte 89 from the East | Tonopah | NV | 89049 | Nye | 38.2389 | -117.3636 | WECC | NEVP | Nevada Power Company | wells | 22 | NR | 2 | IPP Non-CHP |  | N |  | N |  | N |  | N | X |  | Sierra Pacific Power Co | 17166 | NV | 230
56640 | Rice Solar Energy LLC | 57276 | Rice Solar Energy | 23555 SR-62 | Rice | CA | 92239 | RIVERSIDE | 34.0658 | -114.8153 | WECC | WALC | Western Area Power Administration - Desert Southwest Region | Ground Water | 611 | NR | 4 | Commercial Non-CHP | N | N |  | N |  | N |  | N | X |  | WAPA-- Western Area Power Administration | 27000 | CA | 161
59883 | NRG Energy Gas & Wind Holdings Inc | 57278 | Crofton Bluffs Wind LLC | 4540 Oackridge Circle | Bloomfield | NE | 68516 | Knox | 42.6983 | -97.58 | MRO | SWPP | Southwest Power Pool |  | 22 | NR | 2 | IPP Non-CHP |  | N |  | Y | QF12-65 | Y | EG12-14, ER12-1239 | N | X |  | Nebraska Public Power District | 13337 | NE | 115
56645 | Aqua America Inc | 57280 | Aqua Ingrams Mill | 780 N Creek Road | West Chester | PA | 19380 | Chester | 39.9647 | -75.6578 | RFC | PJM | PJM Interconnection, LLC |  | 22 | NR | 2 | IPP Non-CHP | Y | N |  | N |  | N |  | N | X |  | PECO Energy Co | 14940 | PA | 33
34691 | Ormat Nevada Inc | 57281 | OREG 3 Inc | 1896 60th Ave | Trimont | MN | 56176 | Martin | 43.76 | -94.7514 | MRO | MISO | Midcontinent Independent Transmission System Operator, Inc.. |  | 22 | NR | 2 | IPP Non-CHP |  | N |  | Y | QF11-124 | N |  |  | X |  | ITC Midwest LLC | 56161 |  | 69
2770 | Terra-Gen Operating Co LLC | 57282 | Alta Wind Energy Center I | 15100 Tehachapi Willow Springs | Mojave | CA | 93501 | KERN | 35.0337 | -118.3534 | WECC | CISO | California Independent System Operator |  | 22 | NR | 2 | IPP Non-CHP |  | N |  | N |  | Y | 10-43-000 |  | X |  | Southern California Edison Co | 17609 | CA | 220
56625 | Flat Water Wind Farm LLC | 57283 | Flat Water Wind Farm LLC | 63428 702 Rd. | Du Bois | NE | 68345 | Richardson | 40.0011 | -95.9289 | SPP | SWPP | Southwest Power Pool |  | 22 | NR | 2 | IPP Non-CHP |  | N |  | N |  | N |  |  | X |  | Omaha Public Power District | 14127 | NE | 161
59050 | Algonquin Power Co | 57284 | Minonk Wind Farm | County Road 2800 E | Minonk | IL | 61760 | Woodford | 40.8886 | -88.9972 | RFC | PJM | PJM Interconnection, LLC |  | 22 | NR | 2 | IPP Non-CHP | X | N |  | N |  | N |  |  | X |  | Commonwealth Edison Co | 4110 | IL | 345
59050 | Algonquin Power Co | 57285 | Sandy Ridge Wind Farm | 150 Big Fill Run | Tyrone | PA | 16686 | Blair | 40.7292 | -78.2874 | RFC | PJM | PJM Interconnection, LLC |  | 22 | NR | 2 | IPP Non-CHP |  | N |  | N |  | N |  |  | X |  | Pennsylvania Electric Co | 14711 | PA | 115
14063 | Oklahoma Gas & Electric Co | 57286 | OU Spirit Wind Farm | 46997 S. County Road 198 | Woodward | OK | 73801 | Woodward | 36.3338 | -99.4801 | SPP | SWPP | Southwest Power Pool |  | 22 | RE | 1 | Electric Utility |  | N |  | N |  | N |  | N | X |  | Oklahoma Gas & Electric Co | 14063 | OK | 138
15399 | Avangrid Renewables Inc | 57287 | Hardscrabble Wind Power LLC | 1408 State Route 170 | Little Falls | NY | 13365 | Herkimer | 43.1122 | -74.8789 | NPCC | NYIS | New York Independent System Operator |  | 22 | NR | 2 | IPP Non-CHP |  | N |  | N |  | N |  |  | X |  | National Grid Generation, LLC | 26751 |  | 115
58150 | Big Blue Wind Farm LLC | 57289 | Big Blue | Township 102 N Range 28S | Blue Earth | MN | 56013 | Faribault | 43.6122 | -94.1919 | MRO | MISO | Midcontinent Independent Transmission System Operator, Inc.. |  | 22 | NR | 2 | IPP Non-CHP |  | N |  | N |  | Y | EG13-1-000 | N | X |  | ITC Midwest LLC | 56161 |  | 161
56653 | Northern Colorado Wind LLC | 57290 | Northern Colorado Wind LLC | 9500 County Road 78 | Peetz | CO | 80747 | Logan | 40.9881 | -102.8969 | WECC | PSCO | Public Service Company of Colorado |  | 22 | NR | 2 | IPP Non-CHP |  | N |  | N |  | N |  | N | X |  | Public Service Co of Colorado | 15466 | CO | 230
2770 | Terra-Gen Operating Co LLC | 57291 | Alta Wind Energy Center II | 14047 90th Street West | Mojave | CA | 93501 | KERN | 35.0239 | -118.2953 | WECC | CISO | California Independent System Operator |  | 22 | NR | 2 | IPP Non-CHP |  | N |  | N |  | Y | 10-44-000 |  | X |  | Southern California Edison Co | 17609 | CA | 220
2770 | Terra-Gen Operating Co LLC | 57292 | Alta Wind Energy Center III | 14047 90th Street West | Mojave | CA | 93501 | KERN | 35.0239 | -118.2953 | WECC | CISO | California Independent System Operator |  | 22 | NR | 2 | IPP Non-CHP |  | N |  | N |  | Y | 10-45-000 |  | X |  | Southern California Edison Co | 17609 | CA | 220
2770 | Terra-Gen Operating Co LLC | 57293 | Alta Wind Energy Center IV | 12941 60th Street West | Mojave | CA | 93501 | KERN | 35.0086 | -118.2422 | WECC | CISO | California Independent System Operator |  | 22 | NR | 2 | IPP Non-CHP |  | N |  | N |  | Y | 10-46-000 |  | X |  | Southern California Edison Co | 17609 | CA | 220
2770 | Terra-Gen Operating Co LLC | 57294 | Alta Wind Energy Center V | 12941 60th Street West | Mojave | CA | 93501 | KERN | 35.0086 | -118.2422 | WECC | CISO | California Independent System Operator |  | 22 | NR | 2 | IPP Non-CHP |  | N |  | N |  | Y | 10-47-000 |  | X |  | Southern California Edison Co | 17609 | CA | 220
59397 | NRG Solar Alpine | 57295 | Alpine Solar | 21125 West Avenue C | Lancaster | CA | 93536 | Los Angeles | 34.7892 | -118.5047 | WECC | CISO | California Independent System Operator |  | 22 | NR | 2 | IPP Non-CHP |  | N |  | N |  | N |  |  | X |  | Southern California Edison Co | 17609 | CA | 66
56654 | Carleton College | 57296 | Carleton College | One North College Street | Northfield | MN | 55057 | Rice | 44.4619 | -93.1564 | MRO | MISO | Midcontinent Independent Transmission System Operator, Inc.. |  | 611 | NR | 4 | Commercial Non-CHP | N | N |  | Y | QF11-511-000 | N |  | N | X |  | Northern States Power Co - Minnesota | 13781 | MN | 13.8
55938 | Industrial Power Generating Company LLC | 57298 | Cedar Hills | 16650 228th Ave SE | Maple Valley | WA | 98038 | King | 47.4558 | -122.0428 | WECC | PSEI | Puget Sound Energy | Municipality | 22 | NR | 2 | IPP Non-CHP |  | N |  | N |  | N |  | N | X |  | Puget Sound Energy Inc | 15500 | WA | 12.5
14354 | PacifiCorp | 57299 | Dunlap | 124 Dunlap Road | Medicine Bow | WY | 82329 | Carbon | 42.0436 | -106.1603 | WECC | PACE | PacifiCorp - East |  | 22 | RE | 1 | Electric Utility |  | N |  | N |  | N |  |  | X |  | PacifiCorp | 14354 | WY | 230
56661 | Criterion Power Partners LLC | 57300 | Criterion Wind Project | 1295 Eagle Rock Road | Oakland | MD | 21550 | GARRETT | 39.4047 | -79.29 | RFC | PJM | PJM Interconnection, LLC |  | 22 | NR | 2 | IPP Non-CHP |  | N |  | N |  | N |  |  | X |  | The Potomac Edison Company | 15263 | MD | 138
56665 | Dutch Energy Corporation | 57301 | Dutch Wind Energy | 1mi Wof Indian Ave | North Palm Springs | CA | 92258 | Riverside | 33.8942 | -116.5603 | WECC | CISO | California Independent System Operator |  | 22 | NR | 2 | IPP Non-CHP | X | N |  | Y | 98-11-000 | N |  | N | X |  | Southern California Edison Co | 17609 | CA | 34.5
56664 | Garnet Energy Corporation | 57302 | Garnet Wind Energy Center | 61983 Garnet Road | North Palm Springs | CA | 92258 | RIVERSIDE | 33.9053 | -116.5825 | WECC | CISO | California Independent System Operator |  | 22 | NR | 2 | IPP Non-CHP | N | N |  | Y | QF05-183-000 | N |  | N | X |  | Southern California Edison Co | 17609 | CA | 34.5
56667 | Loraine Windpower Park LLC | 57303 | Loraine Windpark Project LLC | 4274 CR 446 | Loraine | TX | 79532 | Mitchell | 32.4375 | -100.7444 | TRE | ERCO | Electric Reliability Council of Texas, Inc. |  | 22 | NR | 2 | IPP Non-CHP |  | N |  | N |  | N |  | N | X |  | Oncor Electric Delivery Company LLC | 44372 | TX | 345
11208 | Los Angeles Department of Water & Power | 57304 | Southern Owens Valley Solar Ranch | 111 Sulfate Road | Owenyo | CA | 93549 | Inyo | 36.7977 | -118.0838 | WECC | LDWP | Los Angeles Department of Water and Power |  | 22 | RE | 1 | Electric Utility | N | N |  | N |  | N |  | N | X |  | Los Angeles City of | 11208 | CA | 230
11208 | Los Angeles Department of Water & Power | 57305 | Adelanto Solar Project | 16800 Aster Road | Adelanto | CA | 92301 | San Bernardino | 34.5508 | -117.4353 | WECC | LDWP | Los Angeles Department of Water and Power |  | 22 | RE | 1 | Electric Utility | N | N |  | N |  | N |  | N | X |  | Intermountain Power Agency | 40576 |  | 4.18
11208 | Los Angeles Department of Water & Power | 57306 | Pine Tree Solar Project | 22500 Jawbone Canyon Rd | Owenyo | CA | 93518 | Kern | 35.2296 | -118.1957 | WECC | LDWP | Los Angeles Department of Water and Power |  | 22 | RE | 1 | Electric Utility | N | N |  | N |  | N |  | N | X |  | Los Angeles Department of Water & Power | 11208 | CA | 34.5
11208 | Los Angeles Department of Water & Power | 57307 | Van Norman Bypass Solar Project | 11852 Woodley Ave | sylmar | CA | 91344 | Los Angeles | 34.2911 | -118.4811 | WECC | LDWP | Los Angeles Department of Water and Power |  | 22 | RE | 1 | Electric Utility | N | N |  | N |  | N |  | N | X |  | Los Angeles Department of Water & Power | 11208 | CA | 34.5
11208 | Los Angeles Department of Water & Power | 57308 | Maclay Solar Project | 13600 Astoria St | Sylmar | CA | 91342 | Los Angeles | 34.3197 | -118.4308 | WECC | LDWP | Los Angeles Department of Water and Power |  | 22 | RE | 1 | Electric Utility | N | N |  | N |  | N |  | N | X |  | Los Angeles Department of Water & Power | 11208 | CA | 34.5
11208 | Los Angeles Department of Water & Power | 57309 | Pacific Cruise Ship Terminals Berth 93 | 93 Berth | San Pedro | CA | 90731 | Los Angeles | 33.7331 | -118.2772 | WECC | LDWP | Los Angeles Department of Water and Power |  | 4883 | NR | 4 | Commercial Non-CHP | Y | N |  | N |  | N |  | N | X |  | Los Angeles City of | 11208 | CA | 4.16
11208 | Los Angeles Department of Water & Power | 57310 | 1420 Coil Av #C | 1420 Coil Ave #C | Wilmington | CA | 90744 | Los Angeles | 33.7943 | -118.2414 | WECC | LDWP | Los Angeles Department of Water and Power |  | 493 | NR | 4 | Commercial Non-CHP | Y | N |  | N |  | N |  | N | X |  | Los Angeles Department of Water & Power | 11208 | CA | 0.48
11208 | Los Angeles Department of Water & Power | 57311 | Occidental College Solar Project | 1600 Campus Rd | Los Angeles | CA | 90041 | Los Angeles | 34.1283 | -118.2069 | WECC | LDWP | Los Angeles Department of Water and Power |  | 611 | NR | 4 | Commercial Non-CHP | Y | N |  | N |  | N |  | N | X |  | Los Angeles Department of Water & Power | 11208 | CA | 4.8
11208 | Los Angeles Department of Water & Power | 57312 | LATTC South Campus Solar | 400 W. Washington Blvd. | Los Angeles | CA | 90017 | Los Angeles | 34.0331 | -118.2697 | WECC | LDWP | Los Angeles Department of Water and Power |  | 22 | NR | 2 | IPP Non-CHP |  | N |  | N |  | N |  | N | X |  | Los Angeles City of | 11208 | CA | 2.4
11208 | Los Angeles Department of Water & Power | 57313 | Metro Support Services Center Solar | 900 Lyon St | Los Angeles | CA | 90012 | Los Angeles | 34.0578 | -118.2297 | WECC | LDWP | Los Angeles Department of Water and Power |  | 485 | NR | 4 | Commercial Non-CHP | Y | N |  | N |  | N |  | N | X |  | Los Angeles Department of Water & Power | 11208 | CA | 4.16
11208 | Los Angeles Department of Water & Power | 57314 | Los Angeles Harbor College | 1111 Figueroa Pl | Wilmington | CA | 90744 | Los Angeles | 33.7831 | -118.2849 | WECC | LDWP | Los Angeles Department of Water and Power |  | 611 | NR | 4 | Commercial Non-CHP | N | N |  | N |  | N |  | N | X |  | Los Angeles Department of Water & Power | 11208 | CA | 4.8
56662 | Cedar Point LLC | 57315 | Cedar Point Wind | 63095 CR 21 | Limon | CO | 80828 | LINCOLN | 39.4218 | -103.6781 | WECC | PSCO | Public Service Company of Colorado |  | 22 | NR | 2 | IPP Non-CHP | X | N |  | N |  | N |  | N | X |  | Public Service Co of Colorado | 15466 | CO | 230
15399 | Avangrid Renewables Inc | 57317 | San Luis Valley Solar Ranch | 8200 Country Road 106 North | Mosca | CO | 81146 | Alamosa | 37.6945 | -105.9276 | WECC | PSCO | Public Service Company of Colorado |  | 22 | NR | 2 | IPP Non-CHP |  | N |  | N |  | N |  |  | X |  | Public Service Co of Colorado | 15466 | CO | 115
15399 | Avangrid Renewables Inc | 57318 | Copper Crossing Solar LLC | Highway 70 W | Globe | AZ | 85501 | GILA | 33.1606 | -111.484 | WECC | SRP | Salt River Project |  | 22 | NR | 2 | IPP Non-CHP |  | N |  | N |  | N |  |  | X |  | Salt River Project | 16572 | AZ | 69
15399 | Avangrid Renewables Inc | 57319 | Big Horn Wind II | 300 Big Horn Road | Bickleton | WA | 99322 | Klickitat | 45.9192 | -120.3039 | WECC | BPAT | Bonneville Power Administration |  | 22 | NR | 2 | IPP Non-CHP |  | N |  | N |  | N |  |  | X |  | Bonneville Power Administration | 1738 | WA | 230
15399 | Avangrid Renewables Inc | 57320 | Juniper Canyon I Wind Project | 1050 East Rd | Bickleton | WA | 99322 | Klickitat | 45.9215 | -120.2355 | WECC | BPAT | Bonneville Power Administration |  | 22 | NR | 2 | IPP Non-CHP |  | N |  | N |  | N |  |  | X |  | Bonneville Power Administration | 1738 | WA | 230
56663 | Mayberry Solar LLC | 57321 | Mayberry Solar LLC | Wastewater Treatment Rd | Mt. Airy | NC | 27030 | SURRY | 36.4767 | -80.6011 | SERC | DUK | Duke Energy Carolinas |  | 22 | NR | 2 | IPP Non-CHP | N | N |  | Y | QF10-576-000 | N |  | N | X |  | Duke Energy Carolinas, LLC | 5416 | NC | 12.7
56672 | Targa Co-Generation LLC | 57322 | Mont Belvieu Cogeneration Unit | 10319 Highway 146 North | Mont Belvieu | TX | 77580 | Chambers | 29.8381 | -94.9007 | TRE | ERCO | Electric Reliability Council of Texas, Inc. |  | 324 | NR | 7 | Industrial CHP |  | N |  | N |  | N |  | N | X |  | CenterPoint Energy | 8901 | TX | 138 |  |  | 1) Kinder Morgan Texas Pipeline; 2) HPL - Cedar Bayou
56679 | Sierra SunTower LLC | 57323 | Sierra SunTower Solar Gen Station | 450 West Avenue G | Lancaster | CA | 93534 | LOS ANGELES | 34.7306 | -118.135 | WECC | CISO | California Independent System Operator | Well | 22 | NR | 2 | IPP Non-CHP |  | N |  | N |  | N |  |  | X |  | Southern California Edison Co | 17609 | CA | 12.4
803 | Arizona Public Service Co | 57324 | Luke Solar | 6476 N. Ammo Rd. | Glendale | AZ | 85309 | Maricopa | 33.5261 | -112.3794 | WECC | AZPS | Arizona Public Service Company |  | 22 | RE | 1 | Electric Utility |  | N |  | N |  | N |  | N | X |  | Arizona Public Service Co | 803 | AZ | 12.5
56678 | FPL Energy Illinois Wind LLC | 57325 | FPL Energy Illinois Wind LLC | 1008 W. Comanche Ave. | Shabbona | IL | 60550 | DeKalb | 41.7678 | -88.8867 | RFC | PJM | PJM Interconnection, LLC |  | 22 | NR | 2 | IPP Non-CHP |  | N |  | N |  | N |  |  | X |  | Commonwealth Edison Co | 4110 | IL | 138
56680 | Diamond Shamrock Refining Company LP | 57326 | Sunray Wind I | 6701 FM119 | Sunray | TX | 79086 | Moore | 35.9454 | -101.9005 | TRE | SWPP | Southwest Power Pool |  | 22 | NR | 2 | IPP Non-CHP |  | N |  | N |  | N |  |  | X |  | Southwestern Public Service Co | 17718 | TX | 12.47
56682 | Duke Energy Top Of the World WindPower | 57327 | Top of the World Windpower Project | 849 St. HWY 95 | Glenrock | WY | 82637 | CONVERSE | 42.9258 | -105.7872 | WECC | PACE | PacifiCorp - East |  | 22 | NR | 2 | IPP Non-CHP |  | N |  | N |  | N |  |  | X |  | PacifiCorp | 14354 | WY | 230
56681 | Kent County Levy Court Dept of Pub Work | 57330 | Kent County Wastewater Treatment Solar | 139 Milford Neck Road | Milford | DE | 19963 | Kent | 38.9931 | -75.4375 | RFC | PJM | PJM Interconnection, LLC |  | 22 | NR | 2 | IPP Non-CHP |  | N |  | N |  | N |  |  | X |  | Delaware Electric Cooperative | 5070 | DE | 12.47
56660 | Mojave Solar LLC | 57331 | Mojave Solar Project | 42134 Harper Lake Road | Hinkley | CA | 92347 | San Bernardino | 35.0177 | -117.3391 | WECC | CISO | California Independent System Operator | On-Site Wells | 22 | NR | 2 | IPP Non-CHP | N | N |  | N |  | N |  | N | X |  | Southern California Edison Co | 17609 | CA | 220
14063 | Oklahoma Gas & Electric Co | 57332 | Crossroads Wind Farm | Rt 1 Box 162 | Canton | OK | 73724 | Dewey | 36.035 | -98.7222 | SPP | SWPP | Southwest Power Pool |  | 22 | RE | 1 | Electric Utility |  | N |  | N |  | N |  | N | X |  | Oklahoma Gas & Electric Co | 14063 | OK | 345
15399 | Avangrid Renewables Inc | 57333 | Leaning Juniper Wind Power II | 72766 Rattlesnake Road | Arlington | OR | 97812 | Gilliam | 45.651 | -120.2598 | WECC | BPAT | Bonneville Power Administration |  | 22 | NR | 2 | IPP Non-CHP |  | N |  | N |  | N |  |  | X |  | Bonneville Power Administration | 1738 | OR | 230
5416 | Duke Energy Carolinas, LLC | 57334 | DE Solar 10240 Old Dowd Rd | 10240 Old Dowd Rd | Charlotte | NC | 28214 | Mecklenburg | 35.2458 | -80.9967 | SERC | DUK | Duke Energy Carolinas |  | 22 | RE | 1 | Electric Utility |  | N |  | N |  | N |  |  | X |  | Duke Energy Carolinas, LLC | 5416 | NC | 12
5416 | Duke Energy Carolinas, LLC | 57335 | DE Solar 657 Brigham Rd | 657 Brigham Rd | Greensboro | NC | 27409 | Guilford | 36.1053 | -79.9692 | SERC | DUK | Duke Energy Carolinas |  | 22 | RE | 1 | Electric Utility |  | N |  | N |  | N |  |  | X |  | Duke Energy Carolinas, LLC | 5416 | NC | 24
5416 | Duke Energy Carolinas, LLC | 57336 | DE Solar 1725 Drywall Dr | 1725 Drywall Dr | Mt. Holly | NC | 28210 | Gaston | 35.3261 | -80.9967 | SERC | DUK | Duke Energy Carolinas |  | 22 | RE | 1 | Electric Utility |  | N |  | N |  | N |  |  | X |  | Duke Energy Carolinas, LLC | 5416 | NC | 12
56673 | White Oak Solar Energy LLC | 57337 | Dover Sun Park | 1455 White Oak Blvd | Dover | DE | 19901 | Kent | 39.1836 | -75.5044 | RFC | PJM | PJM Interconnection, LLC |  | 22 | NR | 2 | IPP Non-CHP |  | N |  | Y | 11-266-000 | N |  | N | X |  | City of Dover - (DE) | 5335 | DE | 69
59400 | NRG Solar Roadrunner | 57338 | Roadrunner Solar | 6500 Bi-National Avenue | Santa Teresa | NM | 88044 | Dona Ana | 31.7928 | -106.6733 | WECC | EPE | El Paso Electric Company |  | 22 | NR | 2 | IPP Non-CHP |  | N |  | Y | QF 11-239-000 | N |  |  | X |  | El Paso Electric Co | 5701 | NM | 24.6
56769 | Consolidated Edison Development Inc. | 57340 | Panoche Valley Solar Farm | 28002 Little Panoche Rd | Paicines | CA | 95043 | San Benito | 36.7801 | -120.7298 | WECC | CISO | California Independent System Operator |  | 22 | NR | 2 | IPP Non-CHP | N | N |  | N |  | N |  | N | X |  | Pacific Gas & Electric Co | 14328 | CA | 230
15477 | Public Service Elec & Gas Co | 57341 | Silver Lake Solar Farm | 410 Silver Lake Avenue | Edison | NJ | 8817 | Middlesex | 40.4948 | -74.3995 | RFC | PJM | PJM Interconnection, LLC |  | 22 | RE | 1 | Electric Utility | N | N |  | N |  | N |  | N | X |  | Public Service Elec & Gas Co | 15477 | NJ | 138
56684 | White Oak Energy LLC | 57342 | White Oak Energy LLC | 11827 East 2100 North Road | Carlock | IL | 61725 | McLean | 40.5908 | -89.0467 | SERC | MISO | Midcontinent Independent Transmission System Operator, Inc.. |  | 22 | NR | 2 | IPP Non-CHP |  | N |  | N |  | N |  |  | X |  | Ameren Illinois Company | 56697 | IL | 138
56685 | Cargill Inc | 57343 | Cargill B6 Biofactory | 3350 S. 2400 E. | Jerome | ID | 83338 | Gooding | 42.7167 | -114.6167 | WECC | IPCO | Idaho Power Company | WELL | 22 | NR | 3 | IPP CHP |  | N |  | Y | 09-316-000 | N |  |  | X |  | Idaho Power Co | 9191 | ID | 12.47
58992 | AgPower DCD, LLC | 57344 | Cargill Dry Creek Biofactory | 2952 N 4200 E | Hansen | ID | 83344 | TWIN FALLS | 42.4249 | -114.2292 | WECC | IPCO | Idaho Power Company | WELLS | 325193 | NR | 7 | Industrial CHP |  | N |  | Y | 08-384-000 | N |  | N | X |  | Idaho Power Co | 9191 | ID | 12.47
56685 | Cargill Inc | 57345 | Cargill Kettle Butte Biofactory | 20 N 2100 E | Roberts | ID | 83444 | JEFFERSON | 43.6319 | -112.2797 | WECC | PACE | PacifiCorp - East | WELLS | 22 | NR | 3 | IPP CHP |  | N |  | Y | 10-148-00 | Y | 10-148-00 |  | X |  | PacifiCorp | 14354 | ID | 12.47
56683 | Elk City LLC | 57346 | Elk City LLC | 17265 East 1070 Road | Sweetwater | OK | 73666 | Roger Mills | 35.4642 | -99.8983 | SPP | SWPP | Southwest Power Pool |  | 22 | NR | 2 | IPP Non-CHP |  | N |  | N |  | Y | ER10-149 |  | X |  | Public Service Co of Oklahoma | 15474 | OK | 230
56688 | Baldwin Wind LLC | 57347 | Baldwin Wind LLC | 5120 279th Ave NE | Wilton | ND | 58579 | Burleigh | 47.1133 | -100.7086 | MRO | MISO | Midcontinent Independent Transmission System Operator, Inc.. |  | 22 | NR | 2 | IPP Non-CHP |  | N |  | N |  | N |  |  | X |  | Basin Electric Power Coop | 1307 | ND | 230
56687 | CityCenter Land LLC | 57348 | CityCenter Central Plant Cogen Units | 4720 Frank Sinatra Drive | Las Vegas | NV | 89109 | CLARK | 36.1039 | -115.1794 | WECC | NEVP | Nevada Power Company |  | 721 | NR | 5 | Commercial CHP |  | N |  | N |  | N |  |  | X |  | Nevada Power Co | 13407 | NV | 15 |  |  | Natural gas distributed by Soutwest Gas company of Nevada
56691 | Garrison Energy Center LLC | 57349 | Garrison Energy Center LLC | 450 Garrison Oak Drive | Dover | DE | 19901 | KENT | 39.1872 | -75.4994 | RFC | PJM | PJM Interconnection, LLC | Municipality | 22 | NR | 2 | IPP Non-CHP |  | N |  | N |  | N |  | N | X |  | Delmarva Power | 5027 | DE | 230 |  |  | Garrison Energy Center pipeline
56690 | Town of Portsmouth | 57350 | Portsmouth Wind Turbine | Education Lane | Portsmouth | RI | 2871 | Newport | 41.6144 | -71.2514 | NPCC | ISNE | ISO New England Inc. |  | 22 | NR | 2 | IPP Non-CHP |  | N |  | N |  | N |  |  | X |  | The Narragansett Electric Co | 13214 | RI | 13.8
56689 | Renew Energy Maintenance LLC | 57351 | Uilk Wind LLC | 266 Hwy 30 | Pipestone | MN | 56164 | PIPESTONE | 43.9811 | -96.4269 | MRO | MISO | Midcontinent Independent Transmission System Operator, Inc.. |  | 561 | NR | 4 | Commercial Non-CHP | N | N |  | Y | 11-512-000 | N |  | N | X |  | Sioux Valley SW Elec Coop | 17267 | MN | 69
15477 | Public Service Elec & Gas Co | 57352 | Trenton Solar Farm | 500-520 Brunswick Avenue | Trenton | NJ | 8638 | Mercer | 40.2314 | -74.7539 | RFC | PJM | PJM Interconnection, LLC |  | 22 | RE | 1 | Electric Utility | N | N |  | N |  | N |  | N | X |  | Public Service Elec & Gas Co | 15477 | NJ | 230
56694 | Thermo No 1 BE 01 LLC | 57353 | Thermo No 1 | 7966 West Southside Rd | Milford | UT | 84751 | BEAVER | 38.1607 | -113.1945 | WECC | PACE | PacifiCorp - East | Wells | 22 | NR | 2 | IPP Non-CHP |  | N |  | Y | 7408001 | N |  | N | X |  | PacifiCorp | 14354 | UT | 24.9
56693 | Fox Island Wind LLC | 57354 | Fox Island Wind LLC | Zion Farm Rd. | Vinalhaven | ME | 4863 | Knox | 44.0942 | -68.8658 | NPCC | ISNE | ISO New England Inc. |  | 22 | NR | 2 | IPP Non-CHP | N | N |  | N |  | N |  | N | X |  | Fox Islands Electric Coop, Inc | 8780 | ME | 12.47
55938 | Industrial Power Generating Company LLC | 57356 | Henrico | 10610 Fords Country Lane | Glen Allen | VA | 23059 | Henrico | 37.6788 | -77.5678 | SERC | PJM | PJM Interconnection, LLC | Wells | 22 | NR | 2 | IPP Non-CHP |  | N |  | Y | 10-443 | N |  | N | X |  | Virginia Electric & Power Co | 19876 | VA | 34.5
56698 | Red Mesa Wind LLC | 57357 | Red Mesa Wind LLC | 401 Red Mesa Road | Seboyeta | NM | 87014 | Sandoval | 35.2689 | -107.3828 | WECC | PNM | Public Service Company of New Mexico |  | 22 | NR | 2 | IPP Non-CHP | X | N |  | N |  | N |  | N | X |  | Public Service Co of NM | 15473 | NM | 115
56699 | CPV Keenan II Renewable Energy Co LLC | 57358 | Keenan II Renewable Energy Co LLC | 197352 East County Road 51 | Woodward | OK | 73801 | WOODWARD | 36.2761 | -99.4908 | SPP | SWPP | Southwest Power Pool |  | 22 | NR | 2 | IPP Non-CHP |  | N |  | N |  | Y | ER-10-2-000 20091008-5043 |  | X |  | Oklahoma Gas & Electric Co | 14063 | OK | 138
56700 | Avenal Solar Holdings LLC | 57359 | Avenal Park | 36th Avenue | Avenal | CA | 93204 | KINGS | 35.9897 | -120.11 | WECC | CISO | California Independent System Operator |  | 22 | NR | 2 | IPP Non-CHP | N | N |  | N |  | N |  |  | X |  | Pacific Gas & Electric Co | 14328 | CA | 70
56700 | Avenal Solar Holdings LLC | 57360 | Sun City Project LLC | 36th Avenue | Avenal | CA | 93204 | KINGS | 35.9831 | -120.1103 | WECC | CISO | California Independent System Operator |  | 22 | NR | 2 | IPP Non-CHP |  | N |  | N |  | N |  |  | X |  | Pacific Gas & Electric Co | 14328 | CA | 70
56700 | Avenal Solar Holdings LLC | 57361 | Sand Drag LLC | 36th Avenue | Avenal | CA | 93204 | KINGS | 35.9828 | -120.1103 | WECC | CISO | California Independent System Operator |  | 22 | NR | 2 | IPP Non-CHP | N | N |  | N |  | N |  |  | X |  | Pacific Gas & Electric Co | 14328 | CA | 70
56701 | The Hankin Group | 57362 | Morgantown Solar Park | 32 Timber Road | Morgantown | PA | 19543 | BERKS | 40.1521 | -75.8659 | RFC | PJM | PJM Interconnection, LLC |  | 22 | NR | 2 | IPP Non-CHP |  | N |  | N |  | N |  |  | X |  | PPL Electric Utilities Corp | 14715 | PA | 12
56702 | 510 REPP One LLC | 57363 | 510 REPP One | 964 Lebanon Church Rd | Garysburg | NC | 27831 | Northampton | 36.4972 | -77.6058 | SERC | PJM | PJM Interconnection, LLC |  | 22 | NR | 2 | IPP Non-CHP |  | N |  | Y | QF10-637 | N |  | N | X |  | Virginia Electric & Power Co | 19876 | NC | 13.2
56707 | Yuma County Water User's Association | 57364 | Siphon Drop Power Plant | All-American Canal at Yuma | Winterhaven | CA | 92283 | IMPERIAL | 32.7792 | -114.6344 | WECC | WALC | Western Area Power Administration - Desert Southwest Region | All American Canal/Colorado Rv | 22 | NR | 2 | IPP Non-CHP |  | N |  | N |  | N |  |  | X |  | WAPA-- Western Area Power Administration | 27000 | CA | 35
56703 | MP Durham LLC | 57365 | MP Durham LLC | 2115 East Club Blvd | Durham | NC | 27704 | Durham | 36.0311 | -78.86 | SERC | DUK | Duke Energy Carolinas |  | 22 | NR | 2 | IPP Non-CHP |  | N |  | Y | QF 09-07 | N |  | N | X |  | Duke Energy Carolinas, LLC | 5416 | NC | 12
56704 | MP Wayne LLC | 57366 | MP Wayne LLC | 460B South Landfill Road | Dudley | NC | 28333 | Wayne | 35.2889 | -78.0703 | SERC | CPLE | Progress Energy Carolinas - EAST |  | 22 | NR | 2 | IPP Non-CHP |  | N |  | Y | QF 11-15 | N |  |  | X |  | Duke Energy Progress - (NC) | 3046 | NC | 22.86
56705 | Pocono International Raceway Inc | 57367 | Pocono Solar Project | 1207 Long Pond Road | Long Pond | PA | 18334 | Monroe | 41.061 | -75.5149 | RFC | PJM | PJM Interconnection, LLC |  | 711 | NR | 4 | Commercial Non-CHP | Y | N |  | Y | 10-592-000 | N |  | N | X |  | PPL Electric Utilities Corp | 14715 | PA | 12.5
56696 | Alamosa Operating Services LLC | 57368 | Cogentrix of Alamosa | 4533 Lane 2 North | Mosca | CO | 81146 | Alamosa | 37.5986 | -105.9558 | WECC | PSCO | Public Service Company of Colorado |  | 22 | NR | 2 | IPP Non-CHP |  | N |  | Y | QF11-418 | N |  | N | X |  | Public Service Co of Colorado | 15466 | CO | 115
56706 | Chevron Technology Ventures | 57369 | Questa Solar Facility | 24 Abra Road | Questa | NM | 87556 | Taos | 36.7169 | -105.6094 | WECC | PNM | Public Service Company of New Mexico |  | 22 | NR | 2 | IPP Non-CHP | X | N |  | Y | QF10-648-000 | N |  |  | X |  | Kit Carson Electric Coop, Inc | 10378 | NM | 0.48
56709 | Turning Point Solar LLC | 57371 | Turning Point Solar | 83 Renrock Road | Cumberland | OH | 43724 | Noble | 39.81 | -81.65 | RFC | PJM | PJM Interconnection, LLC |  | 22 | NR | 2 | IPP Non-CHP | N | N |  | N |  | N |  | N | X |  | Ohio Power Co | 14006 | OH | 69
57170 | EDF Renewable Asset Holdings, Inc. | 57372 | Bellevue Solar Project | Bellevue Highway | Amnity | OR | 97101 | Yamhill | 45.1122 | -123.2347 | WECC | PGE | Portland General Electric Company |  | 22 | NR | 2 | IPP Non-CHP | X | N |  | N |  | N |  | N | X |  | Portland General Electric Co | 15248 | OR | 12.5
59396 | Agua Caliente Solar | 57373 | Agua Caliente Solar Project | 67500 East Palomas Rd | Dateland | AZ | 85333 | Yuma | 32.9774 | -113.4945 | WECC | CISO | California Independent System Operator |  | 22 | NR | 2 | IPP Non-CHP |  | N |  | N |  | N |  |  | X |  | San Diego Gas & Electric Co | 16609 | CA | 500
57170 | EDF Renewable Asset Holdings, Inc. | 57374 | Lakefield Wind Project LLC | 502 South. Highway 86 | Lakefield | MN | 56150 | Jackson | 43.675 | -95.1567 | MRO | MISO | Midcontinent Independent Transmission System Operator, Inc.. |  | 22 | NR | 2 | IPP Non-CHP | X | N |  | N |  | Y | 10-57-000 |  | X |  | Interstate Power and Light Co | 9417 | MN | 345
56713 | Adams Wind Generations LLC | 57375 | Adams Wind Generations LLC | 12756 545th Avenue | cosmos | MN | 56228 | Meeker | 44.9169 | -94.7356 | MRO | MISO | Midcontinent Independent Transmission System Operator, Inc.. |  | 22 | NR | 2 | IPP Non-CHP | N | N |  | N |  | N |  | N | X |  | Northern States Power Co - Minnesota | 13781 | MN | 69
34691 | Ormat Nevada Inc | 57376 | Jersey Valley Geothermal Power Plant | Jersey Valley Rd | Imlay | NV | 89418 | Pershing | 40.1808 | -117.4739 | WECC | NEVP | Nevada Power Company |  | 22 | NR | 2 | IPP Non-CHP |  | N |  | Y | QF11-60-000 | N |  |  | X |  | Nevada Power Co | 13407 | NV | 120
56720 | Greater Sandhill I LLC | 57377 | Greater Sandhill I | County Road 108 & Eightmile Ln | mosca | CO | 81146 | Alamosa | 37.6855 | -105.8909 | WECC | PSCO | Public Service Company of Colorado |  | 22 | NR | 2 | IPP Non-CHP | N | N |  | Y | QF10-653-000, QF10-653-001 | N |  | N | X |  | Public Service Co of Colorado | 15466 | CO | 69
56722 | AV Solar Ranch 1 LLC | 57378 | AV Solar Ranch One | 49881 West 170 St. | Lancaster | CA | 93536 | Los Angeles | 34.7803 | -118.4244 | WECC | CISO | California Independent System Operator |  | 22 | NR | 2 | IPP Non-CHP |  | N |  | N |  | N |  |  | X |  | Southern California Edison Co | 17609 | CA | 230
15399 | Avangrid Renewables Inc | 57379 | Dry Lake Wind II LLC | 533 SR 377 | Herber | AZ | 85928 | Navajo | 34.6062 | -110.1734 | WECC | AZPS | Arizona Public Service Company |  | 22 | NR | 2 | IPP Non-CHP |  | N |  | N |  | N |  |  | X |  | Arizona Public Service Co | 803 | AZ | 345
15399 | Avangrid Renewables Inc | 57380 | New England Wind LLC | Bakke Ridge | Monroe | MA | 1350 | Berkshire | 42.7297 | -73.0236 | NPCC | ISNE | ISO New England Inc. |  | 22 | NR | 2 | IPP Non-CHP |  | N |  | N |  | N |  |  | X |  | New England Elec Transm'n Corp | 44388 |  | 69
15477 | Public Service Elec & Gas Co | 57381 | Linden Solar Farm | South Wood Avenue | Linden | NJ | 7036 | Union | 40.62 | -74.2144 | RFC | PJM | PJM Interconnection, LLC |  | 22 | RE | 1 | Electric Utility | N | N |  | N |  | N |  | N | X |  | Public Service Elec & Gas Co | 15477 | NJ | 138
15477 | Public Service Elec & Gas Co | 57382 | Yardville Solar Farm | Broad Street | Hamilton | NJ | 8611 | Mercer | 40.1688 | -74.6567 | RFC | PJM | PJM Interconnection, LLC |  | 22 | RE | 1 | Electric Utility | N | N |  | N |  | N |  | N | X |  | Public Service Elec & Gas Co | 15477 | NJ | 138
15477 | Public Service Elec & Gas Co | 57383 | WEA Texas Bayonne | 30-100 Pulaski Street | Bayonne | NJ | 7002 | Hudson | 40.6772 | -74.0919 | RFC | PJM | PJM Interconnection, LLC |  | 22 | RE | 1 | Electric Utility | N | N |  | N |  | N |  | N | X |  | Public Service Elec & Gas Co | 15477 | NJ | 138
15477 | Public Service Elec & Gas Co | 57384 | Matrix Buildings A&B (Perth Amboy) Solar | 1000 & 1050 Amboy Avenue | Perth Amboy | NJ | 8861 | Middlesex | 40.5342 | -74.2753 | RFC | PJM | PJM Interconnection, LLC |  | 22 | RE | 1 | Electric Utility | N | N |  | N |  | N |  | N | X |  | Public Service Elec & Gas Co | 15477 | NJ | 138
59883 | NRG Energy Gas & Wind Holdings Inc | 57385 | Community Wind North LLC | Verdi Township | Verdi Township | MN | 56136 | LINCOLN | 44.2456 | -96.4064 | MRO | MISO | Midcontinent Independent Transmission System Operator, Inc.. |  | 22 | NR | 2 | IPP Non-CHP |  | N |  | N |  | Y | ER11-2107, EG11-11, EG11-23, ER11-2108 | N | X |  | Northern States Power Co - Minnesota | 13781 | MN | 69
56715 | Ridgewind Power Partners LLC | 57386 | Ridgewind | 1169 County Line Ave | Woodstock | MN | 56186 | PIPESTONE | 44.0189 | -96.0653 | MRO | MISO | Midcontinent Independent Transmission System Operator, Inc.. |  | 22 | NR | 2 | IPP Non-CHP |  | N |  | Y | QF10-609 | Y | EG10-11 | N | X |  | Northern States Power Co - Minnesota | 13781 | MN | 115
56727 | Ashtabula Wind III LLC | 57387 | Ashtabula Wind III LLC | 12306 20th St NE | Luverne | ND | 58056 | Barnes | 47.1242 | -97.8956 | MRO | MISO | Midcontinent Independent Transmission System Operator, Inc.. |  | 22 | NR | 2 | IPP Non-CHP |  | N |  | N |  | N |  | N | X |  | Minnkota Power Coop, Inc | 12658 |  | 230
56732 | GlaxoSmithKline Consumer Healthcare L P | 57390 | GSK York RDC Solar Facility | 105 Willow Springs Lane | York | PA | 17406 | YORK | 40.0439 | -76.7355 | RFC | PJM | PJM Interconnection, LLC |  | 22 | NR | 2 | IPP Non-CHP | X | N |  | N |  | N |  | N | X |  | Metropolitan Edison Co | 12390 | PA | 0.48
24211 | Tucson Electric Power Co | 57391 | TAA Solar Facility | 7260 S. Tucson Blvd. | Tucson | AZ | 85756 | Pima | 32.1158 | -110.9408 | WECC | TEPC | Tucson Electric Power Company |  | 22 | RE | 1 | Electric Utility | X | N |  | N |  | N |  | N | X |  | Tucson Electric Power Co | 24211 | AZ | 13.8
24211 | Tucson Electric Power Co | 57392 | UASTP I | 9070 S. Rita Road | Tucson | AZ | 85747 | Pima | 32.097 | -110.8106 | WECC | TEPC | Tucson Electric Power Company |  | 22 | RE | 1 | Electric Utility | X | N |  | N |  | N |  | N | X |  | Tucson Electric Power Co | 24211 | AZ | 13.8
56718 | DF-AP #1 LLC | 57393 | Big Sky Dairy Digester | 2395 S. 1500 E | Gooding | ID | 83330 | GOODING | 42.8656 | -114.7914 | WECC | IPCO | Idaho Power Company |  | 22 | NR | 2 | IPP Non-CHP |  | N |  | Y | QF 07-313-001 | N |  | N | X |  | Idaho Power Co | 9191 | ID | 34.5
56723 | Genesis Solar LLC | 57394 | Genesis Solar Energy Project | 11995 Wiley's Road | Blythe | CA | 92225 | Riverside | 33.665 | -114.9981 | WECC | CISO | California Independent System Operator | Air cooled condenser | 22 | NR | 2 | IPP Non-CHP | X | N |  | N |  | N |  | N | X |  | Southern California Edison Co | 17609 | CA | 230
56721 | Danielson Wind Farms LLC | 57396 | Danielson Wind Farms LLC | 51815 220th Street | Atwater | MN | 56209 | KANDIYOHI | 45.0717 | -94.7522 | MRO | MISO | Midcontinent Independent Transmission System Operator, Inc.. |  | 22 | NR | 2 | IPP Non-CHP | N | N |  | N |  | N |  | N | X |  | Northern States Power Co - Minnesota | 13781 | MN | 69
56728 | Dow Jones & Co | 57397 | Dow Jones South Brunswick Solar | 4300 US Highway 1 | Monmouth Junction | NJ | 8852 | Middlesex | 40.3698 | -74.5868 | RFC | PJM | PJM Interconnection, LLC |  | 22 | NR | 2 | IPP Non-CHP | Y | N |  | N |  | N |  | N | X |  | Public Service Elec & Gas Co | 15477 | NJ | 69
15399 | Avangrid Renewables Inc | 57398 | Lakeview Cogeneration LLC | 2189 Missouri Avenue | Lakeview | OR | 97630 | Lake | 42.1889 | -120.6792 | WECC | PACW | PacifiCorp - West | Air cooled | 22 | NR | 3 | IPP CHP |  | N |  | N |  | N |  |  | X |  | PacifiCorp | 14354 | OR | 115
40577 | American Mun Power-Ohio, Inc | 57399 | Cannelton Hydroelectric Plant | 700 West Wecor Road | Hawesville | KY | 42348 | Hancock | 37.8997 | -86.7058 | SERC | MISO | Midcontinent Independent Transmission System Operator, Inc.. | Ohio River | 22 | RE | 1 | Electric Utility |  | N |  | N |  | N |  | N | X |  | Southern Indiana Gas & Elec Co | 17633 | IN | 138
40577 | American Mun Power-Ohio, Inc | 57400 | Smithland Hydroelectric Plant | 1297B Smithland Dam Road | Smithland | KY | 42081 | Livingston | 37.1696 | -88.4195 | SERC | MISO | Midcontinent Independent Transmission System Operator, Inc.. | Ohio River | 22 | RE | 1 | Electric Utility |  | N |  | N |  | N |  | N | X |  | Big Rivers Electric Corp | 1692 |  | 161
40577 | American Mun Power-Ohio, Inc | 57401 | Willow Island Hydroelectric Plant | 32400 WV 2 | Willow Island | WV | 26134 | Pleasants | 39.3578 | -81.3179 | RFC | PJM | PJM Interconnection, LLC | Ohio River | 22 | RE | 1 | Electric Utility |  | N |  | N |  | N |  | N | X |  | American Transmission Systems Inc | 56162 |  | 138
56798 | Taylorsville Solar LLC | 57402 | Taylorsville Solar LLC | 677 Boston Road | Taylorsville | NC | 28681 | Alexander | 35.9091 | -81.1525 | SERC | DUK | Duke Energy Carolinas |  | 22 | NR | 2 | IPP Non-CHP |  | N |  | Y | 11-42-000 | N |  |  | X |  | EnergyUnited Elec Member Corp | 21632 | NC | 24.8
54842 | WM Renewable Energy LLC | 57403 | Northwest Regional | 19401 W Deer Valley Road | Surprise | AZ | 85387 | Maricopa | 33.6819 | -112.4767 | WECC | AZPS | Arizona Public Service Company |  | 22 | NR | 2 | IPP Non-CHP |  | N |  | N |  | N |  | N | X |  | Arizona Public Service Co | 803 | AZ | 69
54842 | WM Renewable Energy LLC | 57404 | Oneida Herkimer | 7044 State Route 294 | Boonville | NY | 13309 | Oneida | 43.4622 | -75.4183 | NPCC | NYIS | New York Independent System Operator |  | 22 | NR | 2 | IPP Non-CHP |  | N |  | N |  | N |  | N | X |  | Village of Boonville - (NY) | 1970 | NY | 13.2
54842 | WM Renewable Energy LLC | 57405 | Eagle Valley (MI) | 600 W Silver Bell Road | Orion | MI | 48359 | Oakland | 42.7225 | -83.2631 | RFC | MISO | Midcontinent Independent Transmission System Operator, Inc.. |  | 22 | NR | 2 | IPP Non-CHP |  | N |  | N |  | N |  | N | X |  | DTE Electric Company | 5109 | MI | 13.2
54842 | WM Renewable Energy LLC | 57406 | Prairie View IL | 29755 S Prairie View Drive | Wilmington | IL | 60481 | Will | 41.3431 | -88.1014 | RFC | PJM | PJM Interconnection, LLC |  | 22 | NR | 2 | IPP Non-CHP |  | N |  | N |  | N |  | N | X |  | Commonwealth Edison Co | 4110 | IL | 34.5
54842 | WM Renewable Energy LLC | 57408 | Prairie Bluff | 1649 Highway 15 North | Houston | MS | 38851 | Chickasaw | 33.9544 | -88.9925 | SERC | SOCO | Southern Company Services, Inc. - Trans |  | 22 | NR | 2 | IPP Non-CHP |  | N |  | N |  | N |  | N | X |  | Natchez Trace Elec Power Assn | 13227 | MS | 25
54842 | WM Renewable Energy LLC | 57409 | West Camden | 2410 Highway 70 West | Camden | TN | 38320 | Benton | 36.0579 | -88.142 | SERC | TVA | Tennessee Valley Authority |  | 22 | NR | 2 | IPP Non-CHP |  | N |  | N |  | N |  | N | X |  | Benton County | 1578 | TN | 12.5
54842 | WM Renewable Energy LLC | 57410 | Geneva | 4339 Tuttle Road | Geneva | OH | 44041 | Ashtabula | 41.795 | -80.91 | RFC | PJM | PJM Interconnection, LLC |  | 22 | NR | 2 | IPP Non-CHP |  | N |  | N |  | N |  | N | X |  | Ohio Edison Co | 13998 | OH | 36
54842 | WM Renewable Energy LLC | 57411 | Mahoning | 3510 E Garfield Road | New Springfield | OH | 44443 | Mahoning | 40.9144 | -80.5861 | RFC | PJM | PJM Interconnection, LLC |  | 22 | NR | 2 | IPP Non-CHP |  | N |  | N |  | N |  | N | X |  | Ohio Edison Co | 13998 | OH | 69
56741 | Knouse Food Cooperative Inc | 57412 | Knouse Solar Project 1 | 47 Coon Road | Gardners | PA | 17324 | Cumberland | 40.0264 | -77.2344 | RFC | PJM | PJM Interconnection, LLC |  | 311 | NR | 6 | Industrial Non-CHP | Y | N |  | N |  | N |  | N | X |  | Metropolitan Edison Co | 12390 | PA | 35 |  |  | 55
56742 | Notus Clean Energy LLC | 57414 | Notus Wind 1 | 82 Technology Park Drive | E. Falmouth | MA | 2536 | BARNSTABLE | 41.6083 | -70.6089 | NPCC | ISNE | ISO New England Inc. |  | 22 | NR | 2 | IPP Non-CHP |  | N |  | N |  | N |  |  | X |  | NSTAR Electric Company | 54913 | MA | 25
55963 | AE Power Services LLC | 57415 | Sherbino II | 568 PR 6038 | Fort Stockton | TX | 79735 | Pecos | 30.7726 | -102.5058 | TRE | ERCO | Electric Reliability Council of Texas, Inc. |  | 22 | NR | 2 | IPP Non-CHP |  | N |  | N |  | Y | EG11-87 | N | X |  | Texas-New Mexico Power Co | 40051 | TX | 138
56744 | Elk Wind Energy LLC | 57417 | Elk Wind Farm | 1419 220th Avenue | Greeley | IA | 52050 | Delaware | 42.5839 | -91.3708 | MRO | MISO | Midcontinent Independent Transmission System Operator, Inc.. |  | 22 | NR | 2 | IPP Non-CHP | N | N |  | N |  | N |  | N | X |  | ITC Midwest LLC | 56161 |  | 69
56748 | RP1 Fuel Cell LLC | 57419 | RPI Fuel Cell LLC | 2662 East Walnut Street | Ontario | CA | 91761 | San Bernardino | 34.0286 | -117.6014 | WECC | CISO | California Independent System Operator |  | 22 | NR | 3 | IPP CHP |  | N |  | N |  | N |  | N | X |  | Southern California Edison Co | 17609 | CA | 12 |  |  | Southern California Edison
56749 | UTS SJ1 LLC | 57420 | UTS SJ1 LLC | 700 Los Esteros Road | San Jose | CA | 95134 | Santa Clara | 37.4331 | -121.9419 | WECC | CISO | California Independent System Operator |  | 22 | NR | 3 | IPP CHP |  | N |  | N |  | N |  | N | X |  | Pacific Gas & Electric Co | 14328 | CA | 12.5 |  |  | Pacific Gas & Electric Co
5109 | DTE Electric Company | 57421 | Gratiot Wind Park | 7330 E. Monroe Rd | Breckenridge | MI | 48615 | Gratiot | 43.4339 | -84.4975 | RFC | MISO | Midcontinent Independent Transmission System Operator, Inc.. |  | 22 | RE | 1 | Electric Utility |  | N |  | N |  | N |  |  | X |  | Michigan Electric Transmission Company | 56163 | MI | 138
56751 | Yolo County of | 57422 | Yolo County Solar Project | 2420 East Gibson Street | Woodland | CA | 95695 | Yolo | 38.6597 | -121.7294 | WECC | CISO | California Independent System Operator |  | 92 | NR | 4 | Commercial Non-CHP | Y | N |  | N |  | N |  |  | X |  | Pacific Gas & Electric Co | 14328 | CA | 480
15399 | Avangrid Renewables Inc | 57424 | Buffalo Ridge II LLC | 21006 486th Avenue | Elkton | SD | 57026 | Brookings | 44.5281 | -96.6267 | WECC | MISO | Midcontinent Independent Transmission System Operator, Inc.. |  | 22 | NR | 2 | IPP Non-CHP |  | N |  | N |  | Y | 10-378-000 |  | X |  | Bonneville Power Administration | 1738 | OR | 230
56753 | AgPower Jerome LLC | 57425 | Double A Digester | 305 County Line Road | Jerome | ID | 83338 | JEROME | 42.8539 | -114.4719 | WECC | IPCO | Idaho Power Company |  | 22 | NR | 3 | IPP CHP |  | N |  | Y | QF08-575-002 | N |  | N | X |  | Idaho Power Co | 9191 | ID | 12.5
57337 | Aegis Renewables LLC | 57427 | Ryegrass Windfarm | 6000 N Foxtail Way | Glenns Ferry | ID | 83623 | Elmore | 43.0371 | -115.4397 | WECC | IPCO | Idaho Power Company |  | 22 | NR | 2 | IPP Non-CHP |  | N |  | Y | 10-527 | N |  | N | X |  | Idaho Power Co | 9191 | ID | 230
57337 | Aegis Renewables LLC | 57428 | Hammett Hill Windfarm | 6000 N Foxtail Way | Glenns Ferry | ID | 83623 | Elmore | 43.0061 | -115.4633 | WECC | IPCO | Idaho Power Company |  | 22 | NR | 2 | IPP Non-CHP |  | N |  | Y | 10-527 | N |  |  | X |  | Idaho Power Co | 9191 | ID | 230
57337 | Aegis Renewables LLC | 57429 | Mainline Windfarm | 6000 N Foxtail Way | Glenns Ferry | ID | 83623 | Elmore | 43.0483 | -115.4129 | WECC | IPCO | Idaho Power Company |  | 22 | NR | 2 | IPP Non-CHP | N | N |  | Y | 10-527 | N |  |  | X |  | Idaho Power Co | 9191 | ID | 230
57337 | Aegis Renewables LLC | 57430 | Desert Meadow Windfarm | 6000 N Foxtail Way | Glenns Ferry | ID | 83623 | Elmore | 43.0566 | -115.452 | WECC | IPCO | Idaho Power Company |  | 22 | NR | 2 | IPP Non-CHP |  | N |  | Y | 10-527 | N |  |  | X |  | Idaho Power Co | 9191 | ID | 230
57337 | Aegis Renewables LLC | 57431 | Cold Springs Windfarm | 6000 N Foxtail Way | Glenns Ferry | ID | 83623 | Elmore | 43.0281 | -115.4005 | WECC | IPCO | Idaho Power Company |  | 22 | NR | 2 | IPP Non-CHP |  | N |  | Y | 10-527 | N |  |  | X |  | Idaho Power Co | 9191 | ID | 230
12667 | Minnesota Municipal Power Agny | 57432 | Oak Glen Wind Farm | 4401-5399 SE 118th Street | Blooming Prairie | MN | 55319 | Steele | 43.9206 | -93.1406 | MRO | MISO | Midcontinent Independent Transmission System Operator, Inc.. |  | 22 | RE | 1 | Electric Utility |  | N |  | N |  | N |  |  | X |  | ITC Midwest LLC | 56161 |  | 69
56756 | Bellefontaine Gas Producers LLC | 57433 | Bellefontaine Gas Producers LLC | 2946 US Route 68 North | Bellefontaine | OH | 43311 | Logan | 40.4108 | -83.7179 | RFC | PJM | PJM Interconnection, LLC | n/a | 22 | NR | 2 | IPP Non-CHP |  | N |  | Y | QF08-786-000 | N |  | N | X |  | Dayton Power & Light Co | 4922 | OH | 12.47
56757 | Valley View Transmission LLC | 57434 | Valley View Transmission LLC | 399 15th Avenue | Edgerton | MN | 56122 | Murray | 43.9028 | -96.0217 | MRO | MISO | Midcontinent Independent Transmission System Operator, Inc.. |  | 22 | NR | 2 | IPP Non-CHP |  | N |  | Y | QF11-75-000 | N |  |  | X |  | Great River Energy | 7570 |  | 69
56758 | Solar Star North Carolina II LLC | 57435 | Solar Star North Carolina II LLC | US-158 | Murfreesboro | NC | 27855 | Hertford | 36.5061 | -77.0642 | SERC | PJM | PJM Interconnection, LLC |  | 22 | NR | 2 | IPP Non-CHP |  | N |  | Y | QF10-354-000 | N |  |  | X |  | Virginia Electric & Power Co | 19876 | NC | 34.5
56760 | Davidson Gas Producers LLC | 57436 | Davidson Gas Producers LLC | 1211 Davidson County Landfill | Lexington | NC | 27292 | DAVIDSON | 35.8413 | -80.1835 | SERC | DUK | Duke Energy Carolinas | n/a | 22 | NR | 2 | IPP Non-CHP |  | N |  | Y | QF11-1-000 | N |  | N | X |  | Duke Energy Carolinas, LLC | 5416 | NC | 12.47
3220 | Central Oregon Irrigation Dist | 57437 | Juniper Ridge Hydroelectric Project | 6455 N Highway 97 | Bend | OR | 97701 | Deschutes | 44.1427 | -121.2697 | WECC | PACW | PacifiCorp - West | Deschutes River | 22 | NR | 2 | IPP Non-CHP |  | N |  | Y | QF-09-262-000 | N |  | N | X |  | PacifiCorp | 14354 | OR | 69
56761 | 6th St Solar Park of Gainesville FL | 57438 | 6th St Solar Park of Gainesville FL | 4911 NW 6th Street | Gainesville | FL | 32609 | Alachua | 29.7 | -82.3333 | FRCC | GVL | Gainesville Regional Utilities |  | 22 | NR | 2 | IPP Non-CHP |  | N |  | N |  | N |  |  | X |  | Gainesville Regional Utilities | 6909 | FL | 7.2
56762 | High Plains Ranch II, LLC | 57439 | California Valley Solar Ranch | 13505 Carrisa Highway | California Valley | CA | 93453 | SAN LUIS OBISPO | 35.3237 | -119.9166 | WECC | CISO | California Independent System Operator |  | 22 | NR | 2 | IPP Non-CHP |  | N |  | N |  | N |  | N | X |  | Pacific Gas & Electric Co | 14328 | CA | 230
17609 | Southern California Edison Co | 57441 | Solar Photovoltaic Project #42 | 2782 West Edison Court | Tulare | CA | 93257 | TULARE | 36.0281 | -119.0747 | WECC | CISO | California Independent System Operator |  | 22 | RE | 1 | Electric Utility |  | N |  | N |  | N |  |  | X |  | Southern California Edison Co | 17609 | CA | 12
58720 | Enbridge | 57442 | Silver State Solar Power North | 1250 East Primm Blvd | Primm | NV | 89019 | Clark | 35.7931 | -115.3503 | WECC | NEVP | Nevada Power Company |  | 22 | NR | 2 | IPP Non-CHP |  | N |  | N |  | N |  | N | X |  | Nevada Power Co | 13407 | NV | 230
54842 | WM Renewable Energy LLC | 57443 | Pine Tree Acres WM LFGTE | 36600 29 Mile Road | Lenox | MI | 48048 | Macomb | 42.765 | -82.7456 | RFC | MISO | Midcontinent Independent Transmission System Operator, Inc.. |  | 22 | NR | 2 | IPP Non-CHP |  | N |  | N |  | N |  | N | X |  | ITC Transmission | 56068 | MI | 120
57337 | Aegis Renewables LLC | 57444 | Two Ponds Windfarm | 6000 N Foxtail Way | Glenns Ferry | ID | 83623 | Elmore | 43.0338 | -115.4826 | WECC | IPCO | Idaho Power Company |  | 22 | NR | 2 | IPP Non-CHP |  | N |  | Y | 10-527 | N |  |  | X |  | Idaho Power Co | 9191 | ID | 230
34691 | Ormat Nevada Inc | 57446 | McGinness Hills | Unknown | Austin | NV | 89310 | Lander | 39.5911 | -116.9119 | WECC | NEVP | Nevada Power Company |  | 22 | NR | 2 | IPP Non-CHP |  | N |  | N |  | N |  |  | X |  | Nevada Power Co | 13407 | NV | 230
19740 | AES Wind Generation Inc | 57447 | Laurel Mountain | 57 Turbine View Road | Belington | WV | 26250 | Barbour | 39.0072 | -79.8866 | RFC | PJM | PJM Interconnection, LLC |  | 22 | NR | 2 | IPP Non-CHP |  | N |  | N |  | Y | 11-2036-000 |  | X |  | Monongahela Power Co | 12796 | WV | 138
56769 | Consolidated Edison Development Inc. | 57448 | Pilesgrove | 388 Mannington-Yorketown Road | Pilesgrove | NJ | 8098 | Salem | 39.613 | -75.3095 | RFC | PJM | PJM Interconnection, LLC |  | 22 | NR | 2 | IPP Non-CHP |  | N |  | Y | QF11-112 | N |  |  | X |  | Atlantic City Electric Co | 963 | NJ | 12
15399 | Avangrid Renewables Inc | 57449 | Blue Creek Wind Project | 10900 Road 24 | Paulding | OH | 45616 | Van Wert | 40.9315 | -84.5618 | RFC | PJM | PJM Interconnection, LLC |  | 22 | NR | 2 | IPP Non-CHP |  | N |  | N |  | Y | 11-2112-000 |  | X |  | American Transmission Systems Inc | 56162 |  | 345
34691 | Ormat Nevada Inc | 57451 | Tuscarora Geothermal Power Plant | Spanish Ranch Road | Tuscarora | NV | 89834 | Elko | 41.4828 | -116.1511 | WECC | NEVP | Nevada Power Company |  | 22 | NR | 2 | IPP Non-CHP |  | N |  | N |  | N |  |  | X |  | Nevada Power Co | 13407 | NV | 120
57271 | NRG Solar Borrego I | 57455 | NRG Solar Borrego I | South of Henderson County Road | Borrego Springs | CA | 92004 | San Diego | 33.2989 | -116.3508 | WECC | CISO | California Independent System Operator |  | 22 | NR | 2 | IPP Non-CHP |  | N |  | N |  | N |  | N | X |  | San Diego Gas & Electric Co | 16609 | CA | 69
56764 | USG Nevada LLC | 57456 | San Emidio | PO Box 135 | Gerlach | NV | 89412 | WASHOE | 40.3806 | -119.3997 | WECC | NEVP | Nevada Power Company | Cooling Wells | 22 | NR | 2 | IPP Non-CHP |  | N |  | N |  | N |  |  | X |  | Nevada Power Co | 13407 | NV | 60
56776 | Seneca Sustainable Energy LLC | 57457 | Seneca Sustainable Energy LLC | 29650 E Enid Road | Eugene | OR | 97440 | Lane | 44.1163 | -123.179 | WECC | BPAT | Bonneville Power Administration | Wells | 321 | NR | 6 | Industrial Non-CHP |  | N |  | Y | QF-135-000 | N |  |  | X |  | City of Eugene - (OR) | 6022 | OR | 115
56777 | Avidan Energy Solutions | 57458 | 145 Talmadge Solar | 145 Talmadge Rd | Edison | NJ | 8817 | Middlesex | 40.5358 | -74.3913 | RFC | PJM | PJM Interconnection, LLC |  | 22 | NR | 2 | IPP Non-CHP |  | N |  | N |  | N |  |  | X |  | Public Service Elec & Gas Co | 15477 | NJ | 13.2
19740 | AES Wind Generation Inc | 57459 | Mountain View IV | 19435 Ruppert St. | North Palm Springs | CA | 92258 | Riverside | 33.8816 | -116.5527 | WECC | CISO | California Independent System Operator |  | 22 | NR | 2 | IPP Non-CHP |  | N |  | N |  | Y | 11-2701-000 |  | X |  | Southern California Edison Co | 17609 | CA | 115
56778 | Bloom Energy 2009 PPA | 57460 | Caltech Central | 1124 E California St | Pasadena | CA | 91106 | Los Angeles | 34.1358 | -118.1267 | WECC | CISO | California Independent System Operator |  | 22 | NR | 2 | IPP Non-CHP |  | N |  | N |  | N |  | N | X |  | Southern California Edison Co | 17609 | CA | 4 |  |  | Southern California Gas
56779 | Martins Creek Solar NC, LLC | 57461 | Martins Creek Solar NC, LLC | 1459 Tobe Stalcup Road | Murphy | NC | 28906 | Cherokee | 35.0204 | -84.0157 | SERC | DUK | Duke Energy Carolinas |  | 22 | NR | 2 | IPP Non-CHP |  | N |  | Y | QF11-206-000 | N |  |  | X |  | Blue Ridge Mountain EMC - (GA) | 1891 | NC | 14.4
56780 | Enfinity BNB Napoleon Solar LLC | 57462 | Napoleon Solar I | 12733 State Route 110 | Napoleon | OH | 43545 | Henry | 41.3884 | -84.0958 | RFC | PJM | PJM Interconnection, LLC |  | 22 | NR | 2 | IPP Non-CHP | X | N |  | Y | QF12-123-000 | N |  |  | X |  | The Toledo Edison Co | 18997 | OH | 12.47
49893 | Invenergy Services LLC | 57463 | Bishop Hill Energy LLC | E 1670 (CR39) and N 450 | Cambridge | IL | 61491 | Henry | 41.2153 | -90.1208 | RFC | PJM | PJM Interconnection, LLC |  | 22 | NR | 2 | IPP Non-CHP | X | N |  | N |  | N |  | N | X |  | Commonwealth Edison Co | 4110 | IL | 138
56783 | Romark Logistics of PA Inc. | 57465 | Romark PA Solar | 546 Can-Do Highway | Hazle Township | PA | 18202 | Luzerne | 40.9361 | -76.0389 | RFC | PJM | PJM Interconnection, LLC |  | 22 | NR | 2 | IPP Non-CHP | X | N |  | N |  | N |  | N | X |  | Pennsylvania Power Co | 14716 | PA | 12.47 |  |  | UGI
57249 | EPP Renewable Energy | 57466 | Blue Ridge Landfill | 3747 White Church Road | Chambersburg | PA | 17201 | Franklin | 39.9619 | -77.5611 | RFC | PJM | PJM Interconnection, LLC |  | 22 | NR | 2 | IPP Non-CHP |  | N |  | N |  | N |  | N | X |  | Borough of Chambersburg | 3329 | PA | 12.5
56785 | The Westervelt Co | 57467 | Westervelt Moundville Cogen | 2500 Gulf States Pkwy | Moundville | AL | 35474 | Hale | 32.9607 | -87.6554 | SERC | SOCO | Southern Company Services, Inc. - Trans | Municipality | 321 | NR | 7 | Industrial CHP |  | N |  | Y | QF10-528-000 | N |  | N | X |  | Alabama Power Co | 195 | AL | 12.47
56786 | Crystal Lake 3 LLC | 57468 | Crystal Lake 3 LLC | 804 310th Street | Britt | IA | 50423 | Winnebago | 43.3192 | -93.8836 | MRO | MISO | Midcontinent Independent Transmission System Operator, Inc.. |  | 22 | NR | 2 | IPP Non-CHP |  | N |  | N |  | N |  |  | X |  | ITC Midwest LLC | 56161 |  | 161
56787 | Garden Wind LLC | 57469 | Garden Wind LLC | 18327 720th Ave | Zearing | IA | 50278 | Hardin | 42.2244 | -93.3736 | MRO | MISO | Midcontinent Independent Transmission System Operator, Inc.. |  | 22 | NR | 2 | IPP Non-CHP |  | N |  | N |  | N |  |  | X |  | ITC Midwest LLC | 56161 |  | 161
56788 | Domtar Paper Company Bennettsville | 57470 | Marlboro Mill | 585 Willamette Road | Bennettsville | SC | 29512 | Marlboro | 34.605 | -79.785 | SERC | SC | South Carolina Public Service Authority | Pee Dee River | 322122 | NR | 7 | Industrial CHP |  | Y | 10-564-000 | N |  | N |  | N | X |  | Marlboro Electric Coop, Inc | 11693 | SC | 13 |  |  | Dominion Carolina Gas Transmission
56769 | Consolidated Edison Development Inc. | 57471 | Murray Hill Solar | 600 Mountain Ave | New Providence | NJ | 7974 | Union | 40.6844 | -74.4044 | RFC | PJM | PJM Interconnection, LLC |  | 22 | NR | 2 | IPP Non-CHP |  | N |  | N |  | N |  |  | X |  | Jersey Central Power & Lt Co | 9726 | NJ | 34
56789 | TBE Montgomery LLC | 57472 | TBE-Montgomery LLC | 340 Neelytown Road | Montgomery | NY | 12549 | Orange | 41.4885 | -74.2262 | NPCC | NYIS | New York Independent System Operator | Wells | 22 | NR | 2 | IPP Non-CHP |  | N |  | N |  | N |  | N | X |  | Central Hudson Gas & Elec Corp | 3249 | NY | 69 |  |  | Central Hudson Gas & Electric Corporation
56769 | Consolidated Edison Development Inc. | 57473 | Dartmouth Solar | 420 Samuel Barnet Blvd | Dartmouth | MA | 2747 | Bristol | 41.7158 | -70.9744 | NPCC | ISNE | ISO New England Inc. |  | 22 | NR | 2 | IPP Non-CHP |  | N |  | N |  | N |  |  | X |  | NSTAR Electric Company | 54913 | MA | 13
56790 | Ralls Wind Farm LLC | 57474 | Ralls Wind Farm | 1247 State Highway #207 | Ralls | TX | 79357 | Crosby | 33.6611 | -101.39 | SPP | SWPP | Southwest Power Pool |  | 22 | NR | 2 | IPP Non-CHP |  | N |  | Y | QF-11-108-000 | N |  |  | X |  | Southwestern Public Service Co | 17718 | TX | 69
56791 | Hudson Ranch Power I LLC | 57475 | John L. Featherstone Plant | 409 West McDonald Road | Calipatria | CA | 92233 | Imperial | 33.2046 | -115.5733 | WECC | IID | Imperial Irrigation District | Imperial Irrigation District | 22 | NR | 2 | IPP Non-CHP |  | N |  | N |  | N |  |  | X |  | Imperial Irrigation District | 9216 | CA | 230
30151 | Tri-State G & T Assn, Inc | 57476 | TSGT Mobile Generator #15 | 13680 Highway 64 | Dulce | NM | 87528 | Rio Arriba | 36.934 | -106.9865 | WECC | PNM | Public Service Company of New Mexico |  | 22 | RE | 1 | Electric Utility |  | N |  | N |  | N |  | N | X |  | Northern Rio Arriba E Coop Inc | 13777 | NM | 23
56794 | CE Obsidian Energy LLC | 57477 | Black Rock I | 7030 Gentry Road | Calipatria | CA | 92233 | Imperial | 33.1594 | -115.6144 | WECC | CISO | California Independent System Operator | Raw Water from IID | 22 | NR | 2 | IPP Non-CHP |  | N |  | N |  | N |  | N | X |  | Imperial Irrigation District | 9216 | CA | 230
56794 | CE Obsidian Energy LLC | 57478 | Black Rock II | 7030 Gentry Road | Calipatria | CA | 92233 | Imperial | 33.1594 | -115.6144 | WECC | CISO | California Independent System Operator | Raw Water from IID | 22 | NR | 2 | IPP Non-CHP |  | N |  | N |  | N |  | N | X |  | Imperial Irrigation District | 9216 | CA | 230
56794 | CE Obsidian Energy LLC | 57479 | Black Rock III | 7030 Gentry Road | Calipatria | CA | 92233 | Imperial | 33.1594 | -115.6144 | WECC | CISO | California Independent System Operator | Raw Water from IID | 22 | NR | 2 | IPP Non-CHP |  | N |  | N |  | N |  | N | X |  | Imperial Irrigation District | 9216 | CA | 230
56774 | S Montana Elec Gen and Trans Coop Inc | 57480 | Highwood Generating Station | 369 Salem Road | Great Falls | MT | 59405 | CASCADE | 47.5517 | -111.0344 | WECC | NWMT | NorthWestern Energy (NWMT) | On site water well facility | 22 | RE | 1 | Electric Utility |  | N |  | N |  | N |  |  | X |  |  |  |  | 230 |  |  | I don't know
56795 | Chittenden County Solar Partners LLC | 57481 | Chittenden County Solar Partners | 350 Dubois Dr | South Burlington | VT | 5403 | Chittenden | 44.4361 | -73.1453 | NPCC | ISNE | ISO New England Inc. |  | 22 | NR | 2 | IPP Non-CHP |  | N |  | Y | QF11-113-000 | N |  |  | X |  | Green Mountain Power Corp | 7601 | VT | 12.47
56887 | CPV Sentinel LLC | 57482 | Sentinel Energy Center, LLC | 62575 Powerline Road | Desert Hot Springs | CA | 92240 | Riverside | 33.9342 | -116.5714 | WECC | CISO | California Independent System Operator | WELL (simple cycle gas turbine | 22 | NR | 2 | IPP Non-CHP |  | N |  | N |  | N |  | N | X |  | Southern California Edison Co | 17609 | CA | 230 |  |  | Southern California Gas
49981 | Diamond Generating Corporation | 57483 | Mariposa Energy Project | 4887 Bruns Road | Byron | CA | 94514 | Alameda | 37.7892 | -121.6019 | WECC | CISO | California Independent System Operator | Simple Cycle Peaker | 22 | NR | 2 | IPP Non-CHP |  | N |  | N |  | N |  | N | X |  | Pacific Gas & Electric Co | 14328 | CA | 230 |  |  | Pacific Gas and Electric Company
15399 | Avangrid Renewables Inc | 57484 | Manzana Wind LLC | 170th Street West | Unknown | CA | 93560 | Kern | 34.9349 | -118.4612 | WECC | CISO | California Independent System Operator |  | 22 | NR | 2 | IPP Non-CHP |  | N |  | N |  | N |  |  | X |  | Southern California Edison Co | 17609 | CA | 220
56769 | Consolidated Edison Development Inc. | 57485 | Flemington Solar | 21 Kuhl Road | Flemington | NJ | 8822 | Hunterdon | 40.4839 | -74.8567 | RFC | PJM | PJM Interconnection, LLC |  | 22 | NR | 2 | IPP Non-CHP |  | N |  | Y | QF11-212 | N |  |  | X |  | Jersey Central Power & Lt Co | 9726 | NJ | 35
56769 | Consolidated Edison Development Inc. | 57486 | Frenchtown I Solar | 1038 Route 12 | Frenchtown | NJ | 8225 | Hunterdon | 40.5217 | -75.0122 | RFC | PJM | PJM Interconnection, LLC |  | 22 | NR | 2 | IPP Non-CHP |  | N |  | Y | QF11-210 | N |  |  | X |  | Jersey Central Power & Lt Co | 9726 | NJ | 35
56769 | Consolidated Edison Development Inc. | 57487 | Frenchtown II Solar | 30 Slacktown Road | Frenchtown | NJ | 8825 | Hunterdon | 40.5144 | -74.9769 | RFC | PJM | PJM Interconnection, LLC |  | 22 | NR | 2 | IPP Non-CHP |  | N |  | Y | QF11-209 | N |  |  | X |  | Jersey Central Power & Lt Co | 9726 | NJ | 35
56769 | Consolidated Edison Development Inc. | 57488 | Lebanon Solar | 111 Buffalo Hollow Road | Glen Gardner | NJ | 8826 | Hunterdon | 40.6758 | -74.9122 | RFC | PJM | PJM Interconnection, LLC |  | 22 | NR | 2 | IPP Non-CHP |  | N |  | Y | QF11-211 | N |  |  | X |  | Jersey Central Power & Lt Co | 9726 | NJ | 12
58523 | Enerdyne Power Systems Inc | 57489 | Oak Grove Gas Producers | 1152 E 700th Ave PO Box 55 | Arcadia | KS | 66711 | Crawford | 37.6297 | -94.6414 | SPP | SWPP | Southwest Power Pool |  | 22 | NR | 2 | IPP Non-CHP |  | N |  | N |  | N |  |  | X |  | Westar Energy Inc | 22500 | KS | 24.94
56819 | CSOLAR IV South LLC | 57490 | Imperial Solar Energy Center South | 147 Pulliam Rd | Calexico | CA | 92231 | Imperial | 32.6633 | -115.6583 | WECC | CISO | California Independent System Operator |  | 22 | NR | 2 | IPP Non-CHP | N | N |  | N |  | Y | EG11-104-000 | N | X |  | San Diego Gas & Electric Co | 16609 | CA | 230
57260 | CSOLAR IV West LLC | 57491 | Imperial Solar Energy Center West | 3020 West County Road 16 | Seeley | CA | 92273 | Imperial | 32.7722 | -115.7793 | WECC | CISO | California Independent System Operator |  | 22 | NR | 2 | IPP Non-CHP | N | N |  | N |  | Y | EG11-104-000 | N | X |  | San Diego Gas & Electric Co | 16609 | CA | 230
56814 | Black Creek Renewable Energy LLC | 57492 | Sampson County Landfill | 7434 Roseboro Highway | Roseboro | NC | 28382 | Sampson | 34.9856 | -78.4625 | SERC | CPLE | Progress Energy Carolinas - EAST | Black Creek Aquifer | 22 | NR | 2 | IPP Non-CHP |  | N |  | Y | QF11-90-000 | N |  | N | X |  | Duke Energy Progress - (NC) | 3046 | NC | 22.9
56215 | E ON Climate Renewables N America LLC | 57493 | Settlers Trail Wind Farm LLC | 1570 N CR 41 | Sheldon | IL | 60966 | Iroquois | 40.6944 | -87.5708 | SERC | MISO | Midcontinent Independent Transmission System Operator, Inc.. |  | 22 | NR | 2 | IPP Non-CHP |  | N |  | N |  | Y | 11-52 |  | X |  | Ameren Illinois Company | 56697 | IL | 138
56816 | Masser Farms Realty Ltd | 57494 | Masser Farms Realty Solar | 2 Fearnot Road | Sacramento | PA | 17968 | Schuylkill | 40.6406 | -76.6054 | RFC | PJM | PJM Interconnection, LLC |  | 22 | NR | 2 | IPP Non-CHP | Y | N |  | N |  | N |  |  | X |  | PPL Electric Utilities Corp | 14715 | PA | 0.77
2507 | City of Burbank Water and Power | 57496 | Tieton Dam Hydro Electric Project | 34582 Highway 12 | Rimrock | WA | 98937 | Yakima | 46.658 | -121.1287 | WECC | PACW | PacifiCorp - West | Rimrock Lake | 22 | RE | 1 | Electric Utility |  | N |  | N |  | N |  |  | X |  | Benton Rural Electric Assn | 1625 | WA | 115
14328 | Pacific Gas & Electric Co | 57497 | Stroud Solar Station | 18285 W Kamm Avenue | Helm | CA | 93627 | Fresno | 36.5314 | -120.1069 | WECC | CISO | California Independent System Operator |  | 22 | RE | 1 | Electric Utility |  | N |  | N |  | N |  |  | X |  | Pacific Gas & Electric Co | 14328 | CA | 12
14328 | Pacific Gas & Electric Co | 57498 | Five Points Solar Station | 23011 S Lassen Avenue | Five Points | CA | 96324 | Fresno | 36.4003 | -120.1033 | WECC | CISO | California Independent System Operator |  | 22 | RE | 1 | Electric Utility |  | N |  | N |  | N |  |  | X |  | Pacific Gas & Electric Co | 14328 | CA | 12
14328 | Pacific Gas & Electric Co | 57499 | Westside Solar Station | 34345 S Trinity Avenue | Five Points | CA | 96324 | Fresno | 36.3787 | -120.1249 | WECC | CISO | California Independent System Operator |  | 22 | RE | 1 | Electric Utility |  | N |  | N |  | N |  |  | X |  | Pacific Gas & Electric Co | 14328 | CA | 12
12341 | MidAmerican Energy Co | 57500 | Laurel Wind Farm | 1805 E Anson St | Laurel | IA | 50158 | Marshall | 41.8833 | -92.9333 | MRO | MISO | Midcontinent Independent Transmission System Operator, Inc.. |  | 22 | RE | 1 | Electric Utility |  | N |  | N |  | N |  |  | X |  | ITC Midwest LLC | 56161 |  | 161
12341 | MidAmerican Energy Co | 57501 | Rolling Hills Wind Farm | 75121 Pella Road | Massena | IA | 50853 | Cass | 41.1973 | -94.7744 | MRO | MISO | Midcontinent Independent Transmission System Operator, Inc.. |  | 22 | RE | 1 | Electric Utility |  | N |  | N |  | N |  |  | X |  | MidAmerican Energy Co | 12341 | IA | 345
7801 | Gulf Power Co | 57502 | Perdido | 12196 Beulah Road | Pensacola | FL | 32533 | Escambia | 30.57 | -87.39 | SERC | SOCO | Southern Company Services, Inc. - Trans |  | 22 | RE | 1 | Electric Utility |  | N |  | N |  | N |  | N | X |  | Gulf Power Co | 7801 | FL | 12
56826 | Texas Medical Center Central | 57504 | TECO CHP-1 | 1615 Braeswood | Houston | TX | 77030 | Harris | 29.7035 | -95.3983 | TRE | ERCO | Electric Reliability Council of Texas, Inc. |  | 622 | NR | 5 | Commercial CHP |  | N |  | N |  | N |  | N | X |  | CenterPoint Energy | 8901 | TX | 138 |  |  | Center Point Energy Services
13630 | North Carolina Mun Power Agny #1 | 57505 | Monroe Generating Station | 2446 Ashcraft Ave | Monroe | NC | 28110 | Union | 34.9858 | -80.506 | SERC | DUK | Duke Energy Carolinas |  | 22 | RE | 1 | Electric Utility |  | N |  | N |  | N |  | N | X |  | City of Monroe - (NC) | 12801 | NC | 13.2 |  |  | Transcontinental Gas Pipe Line
56827 | FRV SI Transport Solar LP | 57506 | FRV SI Transport Solar LP | 7340 French Road | Sacramento | CA | 95828 | Sacramento | 38.4869 | -121.3911 | WECC | CISO | California Independent System Operator |  | 22 | NR | 2 | IPP Non-CHP | X | N |  | N |  | N |  | N | X |  | Sacramento Municipal Util Dist | 16534 | CA | 12
56828 | RV CSU Power II LLC | 57507 | RV CSU Power II LLC | 3841 LaPorte Avenue | Fort Collins | CO | 80521 | Larimer | 40.5928 | -105.1471 | WECC | PSCO | Public Service Company of Colorado |  | 611 | NR | 4 | Commercial Non-CHP | Y | N |  | N |  | N |  |  | X |  | Public Service Co of Colorado | 15466 | CO | 13.2
56829 | McKinney LFG LLC | 57508 | McKinney LFG | 500 Old Mill Road | McKinney | TX | 75098 | Collin | 33.1669 | -96.6017 | TRE | ERCO | Electric Reliability Council of Texas, Inc. |  | 22 | NR | 2 | IPP Non-CHP |  | N |  | Y | #11-234 | N |  | N | X |  | Oncor Electric Delivery Company LLC | 44372 | TX | 24.9
56830 | Carson Solar 1 LLC | 57509 | Carson Solar I | SW Corner of Titus Blvd and Bu | Colorado Springs | CO | 80913 | El Paso | 38.7228 | -104.7817 | WECC | WACM | Western Area Power Administration - Rocky Mountain Region |  | 22 | NR | 2 | IPP Non-CHP |  | N |  | N |  | N |  |  | X |  | City of Colorado Springs - (CO) | 3989 | CO | 12.47
56545 | Pattern Operators LP | 57514 | Ocotillo Express LLC | 1377 West Imerial Highway | Ocotillo | CA | 92259 | Imperial | 32.7528 | -116.0447 | WECC | CISO | California Independent System Operator |  | 22 | NR | 2 | IPP Non-CHP |  | N |  | N |  | N |  | N | X |  | San Diego Gas & Electric Co | 16609 | CA | 500
59980 | NRG Walnut Creek LLC | 57515 | Walnut Creek Energy Park | 911 Bixby Drive | Industry | CA | 91744 | Los Angeles | 34.0089 | -117.9449 | WECC | CISO | California Independent System Operator | Rowland Water Dist (reclaimed) | 22 | NR | 2 | IPP Non-CHP |  | N |  | N |  | N |  | N | X |  | Southern California Edison Co | 17609 | CA | 230 |  |  | Southern California Gas Company
56627 | DeWind Co. | 57516 | KODE Novus I | 3560 County Road II | Guymon | OK | 73942 | Texas | 36.5439 | -101.3936 | SPP | SWPP | Southwest Power Pool |  | 22 | NR | 2 | IPP Non-CHP |  | N |  | Y | AF11-235-000 | N |  |  | X |  | Southwestern Public Service Co | 17718 | TX | 345
56627 | DeWind Co. | 57517 | DeWind Frisco | 15150 County Road 2 | Gruver | TX | 79040 | Hansford | 36.4985 | -101.6053 | SPP | SWPP | Southwest Power Pool |  | 22 | NR | 2 | IPP Non-CHP |  | N |  | Y | QF08-63-000 | N |  |  | X |  | Southwestern Public Service Co | 17718 | TX | 115
56855 | Performance Services | 57518 | Purdue Energy Park | CR W 600 N and CR N 450 W | Octagon | IN | 47906 | Tippecanoe | 40.5272 | -87.0025 | RFC | PJM | PJM Interconnection, LLC |  | 22 | NR | 2 | IPP Non-CHP | N | N |  | N |  | N |  | N | X |  | Tipmont Rural Elec Member Corp | 18940 | IN | 12.7
56856 | Trexlertown Solar Array North and South | 57519 | Trexlertown Solar Array North and South | 7201Hamilton Boulevard | Allentown | PA | 18195 | Lehigh | 40.5562 | -75.5939 | RFC | PJM | PJM Interconnection, LLC |  | 325 | NR | 6 | Industrial Non-CHP | N | N |  | N |  | N |  | N | X |  | PPL Electric Utilities Corp | 14715 | PA | 69
55963 | AE Power Services LLC | 57520 | Trinity Hills | 116 Hilton Ranch Road | Olney | TX | 76374 | Young | 33.3836 | -98.7119 | TRE | ERCO | Electric Reliability Council of Texas, Inc. |  | 22 | NR | 2 | IPP Non-CHP |  | N |  | N |  | Y | EG11-107 | N | X |  | Oncor Electric Delivery Company LLC | 44372 | TX | 345
14328 | Pacific Gas & Electric Co | 57521 | Giffen | 14240 San Mateo Avenue | TBD | CA | 93608 | Fresno | 36.5303 | -120.3161 | WECC | CISO | California Independent System Operator |  | 22 | RE | 1 | Electric Utility |  | N |  | N |  | N |  |  | X |  | Pacific Gas & Electric Co | 14328 | CA | 12
14328 | Pacific Gas & Electric Co | 57522 | Cantua Solar Station | 21007 Stanislaus Avenue | TBD | CA | 93608 | Fresno | 36.4251 | -120.3435 | WECC | CISO | California Independent System Operator |  | 22 | RE | 1 | Electric Utility |  | N |  | N |  | N |  |  | X |  | Pacific Gas & Electric Co | 14328 | CA | 12
14328 | Pacific Gas & Electric Co | 57523 | Huron Solar Station | 17123 W Gale Avenue | Huron | CA | 93234 | Fresno | 36.1814 | -120.0306 | WECC | CISO | California Independent System Operator |  | 22 | RE | 1 | Electric Utility |  | N |  | N |  | N |  |  | X |  | Pacific Gas & Electric Co | 14328 | CA | 12
56857 | SunE M5C Holdings LLC | 57524 | Roger Road WWTP | 2600 W Sweetwater Drive | Tucson | AZ | 85705 | Pima | 32.2894 | -111.0331 | WECC | TEPC | Tucson Electric Power Company |  | 22 | NR | 2 | IPP Non-CHP | X | N |  | Y | EL09-31-001 | N |  | N | X |  | Tucson Electric Power Co | 24211 | AZ | 13.8
56863 | Kapaa Solar LLC | 57525 | Kapaa Photovoltaic Project | Lot No. 2 of Tax Map Key (4)4- | Kapaa | HI | 96746 | Kauai | 22.0804 | -159.3316 | HICC |  |  |  | 22 | NR | 2 | IPP Non-CHP |  | N |  | Y | F214807 | N |  | N | X |  | Kauai Island Utility Cooperative | 10071 | HI | 12.47
56865 | Caithness Shepherds Flat LLC | 57526 | North Hurlburt Wind LLC | 76288 Rhea Road | Arlington | OR | 97812 | Gilliam | 45.7316 | -120.0835 | WECC | BPAT | Bonneville Power Administration |  | 22 | NR | 2 | IPP Non-CHP | N | N |  | N |  | Y | EG09-82-000 | N | X |  | Bonneville Power Administration | 1738 | OR | 230 |  |  | Not applicable
17609 | Southern California Edison Co | 57528 | Solar Photovoltaic Project #25 | 2946 W Walnut Avenue | Rialto | CA | 92376 | San Bernardino | 34.1306 | -117.4219 | WECC | CISO | California Independent System Operator |  | 22 | RE | 1 | Electric Utility |  | N |  | N |  | N |  |  | X |  | Southern California Edison Co | 17609 | CA | 12
56868 | Kawailoa Wind LLC | 57529 | Kawailoa Wind | 61-488 Kamehameha Hwy | Haleiwa | HI | 96712 | Honolulu | 21.6103 | -158.0408 | HICC |  |  |  | 22 | NR | 2 | IPP Non-CHP | N | N |  | Y | 11-480 | Y | 12-33 | N | X |  | Hawaiian Electric Co Inc | 19547 | HI | 46
59155 | First Wind O&M, LLC | 57530 | Palouse | 1171 Baird Road | Oakesdale | WA | 99170 | Whitman | 47.1558 | -117.3644 | WECC | AVA | Avista Corporation |  | 22 | NR | 2 | IPP Non-CHP | N | N |  | N |  | Y | 12-45 |  | X |  | Avista Corp | 20169 | WA | 230
59155 | First Wind O&M, LLC | 57531 | Bingham Wind | Piscataquis and Somerset Coun | Bingham | ME | 4920 | Piscataquis | 45.1033 | -69.7619 | NPCC | ISNE | ISO New England Inc. |  | 22 | NR | 2 | IPP Non-CHP | N | N |  | N |  | N |  | N | X |  | Central Maine Power Co | 3266 | ME | 115
17609 | Southern California Edison Co | 57532 | Solar Photovoltaic Project #30 | 17300 Slover Avenue | Fontana | CA | 92337 | San Bernardino | 34.0647 | -117.4258 | WECC | CISO | California Independent System Operator |  | 22 | RE | 1 | Electric Utility |  | N |  | N |  | N |  |  | X |  | Southern California Edison Co | 17609 | CA | 0.5
17609 | Southern California Edison Co | 57533 | Solar Photovoltaic Project #31 | 9199 Cleveland Avenue | Rancho Cucamonga | CA | 91730 | San Bernardino | 34.0867 | -117.5658 | WECC | CISO | California Independent System Operator |  | 22 | RE | 1 | Electric Utility |  | N |  | N |  | N |  |  | X |  | Southern California Edison Co | 17609 | CA | 12
17609 | Southern California Edison Co | 57534 | Solar Photovoltaic Project #32 | 2250 Sequoia Avenue | Ontario | CA | 91761 | San Bernardino | 34.0317 | -117.5719 | WECC | CISO | California Independent System Operator |  | 22 | RE | 1 | Electric Utility |  | N |  | N |  | N |  |  | X |  | Southern California Edison Co | 17609 | CA | 12
17609 | Southern California Edison Co | 57535 | Solar Photovoltaic Project #33 | 3800 E Philadelphia Street | Ontario | CA | 91761 | San Bernardino | 34.0325 | -117.5692 | WECC | CISO | California Independent System Operator |  | 22 | RE | 1 | Electric Utility |  | N |  | N |  | N |  |  | X |  | Southern California Edison Co | 17609 | CA | 12
17609 | Southern California Edison Co | 57537 | SPVP #35 | S of Airport Ave Vs W of Browi | Delano | CA | 93215 | Kern | 35.7436 | -119.2236 | WECC | CISO | California Independent System Operator |  | 22 | RE | 1 | Electric Utility |  | N |  | N |  | N |  |  | X |  | Southern California Edison Co | 17609 | CA | 12
17609 | Southern California Edison Co | 57538 | Solar Photovoltaic Project #40 | Highway 40 | Daggett | CA | 92327 | San Bernardino | 34.8556 | -116.8669 | WECC | CISO | California Independent System Operator |  | 22 | RE | 1 | Electric Utility |  | N |  | N |  | N |  |  | X |  | Southern California Edison Co | 17609 | CA | 12
17609 | Southern California Edison Co | 57539 | Solar Photovoltaic Project #41 | Highway 40 | Daggett | CA | 92327 | San Bernardino | 34.8556 | -116.8669 | WECC | CISO | California Independent System Operator |  | 22 | RE | 1 | Electric Utility |  | N |  | N |  | N |  |  | X |  | Southern California Edison Co | 17609 | CA | 12
17609 | Southern California Edison Co | 57540 | Solar Photovoltaic Project #44 | 3691 Preris Ave | Perris | CA | 92571 | Riverside | 33.8392 | -117.2208 | WECC | CISO | California Independent System Operator |  | 22 | RE | 1 | Electric Utility |  | N |  | N |  | N |  |  | X |  | Southern California Edison Co | 17609 | CA | 12
17609 | Southern California Edison Co | 57541 | Solar Photovoltaic Project #45 | 650 W Tramview Road | Palm Springs | CA | 92262 | Riverside | 33.8689 | -116.5575 | WECC | CISO | California Independent System Operator |  | 22 | RE | 1 | Electric Utility |  | N |  | N |  | N |  |  | X |  | Southern California Edison Co | 17609 | CA | 12
17609 | Southern California Edison Co | 57543 | Solar Photovoltaic Project #47 | 2211 E Carson Street | Carson | CA | 90810 | Los Angeles | 32.8333 | -118.2306 | WECC | CISO | California Independent System Operator |  | 22 | RE | 1 | Electric Utility |  | N |  | N |  | N |  |  | X |  | Southern California Edison Co | 17609 | CA | 12
17609 | Southern California Edison Co | 57544 | California State University San Bernardi | California State University Sa | San Bernardino | CA | 93106 | San Bernardino | 34.1858 | -117.3242 | WECC | CISO | California Independent System Operator |  | 22 | RE | 1 | Electric Utility |  | N |  | N |  | N |  |  | X |  | Southern California Edison Co | 17609 | CA | 12 |  |  | Southern California Gas Pipeline
17609 | Southern California Edison Co | 57545 | SPVP #46 | S of Airport Ave Vs W of Browi | Delano | CA | 93215 | Kern | 35.7439 | -119.2294 | WECC | CISO | California Independent System Operator |  | 22 | RE | 1 | Electric Utility |  | N |  | N |  | N |  |  | X |  | Southern California Edison Co | 17609 | CA | 12
59155 | First Wind O&M, LLC | 57546 | Milford Wind Corridor Phase III | 2390 East First Wind Road | Milford | UT | 84751 | Beaver | 38.3969 | -113.0108 | WECC | PACE | PacifiCorp - East |  | 22 | NR | 2 | IPP Non-CHP | N | N |  | N |  | N |  | N | X |  | Los Angeles Department of Water & Power | 11208 | CA | 345
56874 | Winona County Wind LLC | 57547 | Winona County Wind LLC | 15535 County Rd 31 | Altura | MN | 55910 | Winona | 44.1125 | -91.9247 | MRO | MISO | Midcontinent Independent Transmission System Operator, Inc.. |  | 22 | NR | 2 | IPP Non-CHP |  | N |  | N |  | N |  |  | X |  | Northern States Power Co - Minnesota | 13781 | MN | 12.47
56865 | Caithness Shepherds Flat LLC | 57549 | South Hurlburt Wind LLC | 76287 Rhea Road | Arlington | OR | 97812 | Gilliam | 45.7063 | -120.08 | WECC | BPAT | Bonneville Power Administration |  | 22 | NR | 2 | IPP Non-CHP | N | N |  | N |  | Y | EG09-83-000 | N | X |  | Bonneville Power Administration | 1738 | OR | 230 |  |  | Not applicable
56865 | Caithness Shepherds Flat LLC | 57550 | Horseshoe Bend Wind LLC | 6889 Eight Mile Road | Arlington | OR | 97812 | Gilliam | 45.5855 | -120.0082 | WECC | BPAT | Bonneville Power Administration |  | 22 | NR | 2 | IPP Non-CHP | N | N |  | N |  | Y | EG09-84-000 | N | X |  | Bonneville Power Administration | 1738 | OR | 230 |  |  | Not Applicable
56880 | Shoshone Irrigation District | 57551 | Garland Canal Power Plant | 1457 Lane 11 | Powell | WY | 82435 | PARK | 44.7264 | -108.8644 | WECC | PACE | PacifiCorp - East | Garland Canal | 22 | NR | 2 | IPP Non-CHP |  | N |  | Y | 11-134-000 | N |  | N | X |  | WAPA-- Western Area Power Administration | 27000 | WY | 12.7
56872 | Contra Costa Generating Station LLC | 57552 | Oakley Generating Station | 5950 Bridgehead Road | Oakley | CA | 94561 | Contra Costa | 38.01 | -121.7475 | WECC | CISO | California Independent System Operator | Municipality | 22 | NR | 2 | IPP Non-CHP |  | N |  | N |  | N |  | N | X |  | Pacific Gas & Electric Co | 14328 | CA | 230 |  |  | No current connection, but planned connection is to Pacific Gas and Electric Company's Line 303.
56891 | Shirley Wind LLC | 57553 | Shirley Wind | 6080 Glenmore Rd | Denmark | WI | 54208 | Brown | 44.3481 | -87.9278 | MRO | MISO | Midcontinent Independent Transmission System Operator, Inc.. |  | 22 | NR | 2 | IPP Non-CHP |  | N |  | Y | NA | N |  |  | X |  | Wisconsin Public Service Corp | 20860 | WI | 24.9
56892 | Solar Star Colorado II LLC | 57554 | AFA Solar Farm | Air Force Academy | Colorado Springs | CO | 80840 | El Paso | 38.9579 | -104.8066 | WECC | WACM | Western Area Power Administration - Rocky Mountain Region |  | 22 | NR | 2 | IPP Non-CHP |  | N |  | Y | QF11-224-000 | N |  | N | X |  | City of Colorado Springs - (CO) | 3989 | CO | 12.47
56895 | Pio Pico Energy Center LLC | 57555 | Pio Pico Energy Center | 7363 Calzada de la Fuente | Otay Mesa | CA | 92154 | SAN DIEGO | 32.5739 | -116.9178 | WECC | CISO | California Independent System Operator | Otay Water District | 22 | NR | 2 | IPP Non-CHP |  | N |  | N |  | N |  | N | X |  | San Diego Gas & Electric Co | 16609 | CA | 230 |  |  | Otay Mesa
19728 | UNS Electric, Inc | 57556 | La Senita | E Gordon Drive | Kingman | AZ | 86409 | Mohave | 35.2417 | -114.0046 | WECC | TEPC | Tucson Electric Power Company |  | 22 | RE | 1 | Electric Utility | N | N |  | N |  | N |  | N | X |  | UNS Electric, Inc | 19728 | AZ | 12.47
56898 | Sunnyvale City of WPCP | 57557 | Sunnyvale City of WPCP | 1444 Borregas Ave | Sunnyvale | CA | 94088 | Santa Clara | 37.4194 | -122.0153 | WECC | CISO | California Independent System Operator | Municipality & recycled water | 22 | RE | 1 | Electric Utility |  | N |  | N |  | N |  | N | X |  | Pacific Gas & Electric Co | 14328 | CA | 4.16 |  |  | PG&E #101
56902 | RE SFCity1, LP | 57559 | Sunset Reservoir North Basin | 24th Ave & Ortega St | San Francisco | CA | 94121 | San Francisco | 37.7509 | -122.4818 | WECC | CISO | California Independent System Operator |  | 22 | NR | 2 | IPP Non-CHP |  | N |  | Y | 10-409__________________________________ | N |  | N | X |  | Pacific Gas & Electric Co | 14328 | CA | 12
803 | Arizona Public Service Co | 57560 | Chino Solar Valley | 1900 E Road 4 South | Chino Valley | AZ | 86323 | Yavapai | 34.7184 | -112.429 | WECC | AZPS | Arizona Public Service Company |  | 22 | RE | 1 | Electric Utility |  | N |  | N |  | N |  | N | X |  | Arizona Public Service Co | 803 | AZ | 69
803 | Arizona Public Service Co | 57561 | Cotton Center Solar | 45625 S Old US 80 | Gila Bend | AZ | 85337 | Maricopa | 33.0347 | -112.6617 | WECC | AZPS | Arizona Public Service Company |  | 22 | RE | 1 | Electric Utility |  | N |  | N |  | N |  | N | X |  | Arizona Public Service Co | 803 | AZ | 12.5
803 | Arizona Public Service Co | 57562 | Paloma Solar | 46701 S Old US 80 | Gila Bend | AZ | 85337 | Maricopa | 33.0211 | -112.6614 | WECC | AZPS | Arizona Public Service Company |  | 22 | RE | 1 | Electric Utility |  | N |  | N |  | N |  | N | X |  | Arizona Public Service Co | 803 | AZ | 12.5
803 | Arizona Public Service Co | 57563 | Hyder Solar | 75100 E County 14 1/2 St | Hyder | AZ | 85333 | Yuma | 33.0257 | -113.344 | WECC | AZPS | Arizona Public Service Company |  | 22 | RE | 1 | Electric Utility |  | N |  | N |  | N |  | N | X |  | Arizona Public Service Co | 803 | AZ | 12.5
56905 | Algonquin Power Sanger LLC | 57564 | Algonquin Power Sanger LLC | 1125 Muscat Ave | Sanger | CA | 93657 | Fresno | 36.6842 | -119.5522 | WECC | CISO | California Independent System Operator | Municipality | 22 | NR | 3 | IPP CHP |  | Y | 02-97-000 | N |  | N |  | N | X |  | Pacific Gas & Electric Co | 14328 | CA | 115 |  |  | Sanger Feeder - Pacific Gas and Electric Co
56904 | RP-Orlando, LLC | 57565 | RP-Orlando, LLC | 5100 S. Alafaya Trail | Orlando | FL | 32831 | Orange | 28.4889 | -81.1822 | FRCC | FPC | Progress Energy Florida |  | 22 | NR | 2 | IPP Non-CHP |  | N |  | N |  | N |  |  | X |  | Orlando Utilities Comm | 14610 | FL | 12.47
58270 | GE Wind Energy LLC | 57566 | GE 1 6 100 Prototype | 13681 Chantico Road | Tehachapi | CA | 93561 | Kern | 35.1553 | -118.3694 | WECC | CISO | California Independent System Operator |  | 22 | NR | 2 | IPP Non-CHP |  | N |  | Y | 11143000 | N |  | N | X |  | Southern California Edison Co | 17609 | CA | 67
59300 | PNM Resources | 57567 | Albuquerque Solar Energy Center | 4400 Paseo Del Norte | Albuquerque | NM | 87113 | Bernalillo | 35.169 | -106.6 | WECC | PNM | Public Service Company of New Mexico |  | 22 | RE | 1 | Electric Utility |  | N |  | N |  | N |  |  | X |  | Public Service Co of NM | 15473 | NM | 12.47
56909 | Record Hill Wind LLC | 57568 | Record Hill Wind | Roxbury Notch Road | Roxbury | ME | 4275 | OXFORD | 44.6336 | -70.6278 | NPCC | ISNE | ISO New England Inc. |  | 22 | NR | 2 | IPP Non-CHP |  | N |  | N |  | N |  | N | X |  | Central Maine Power Co | 3266 | ME | 115
56911 | Kalaeloa Solar One LLC | 57569 | Kalaeloa Solar One | 91-1105 Boxer Street | Kapolei | HI | 96707 | Honolulu | 21.3189 | -158.0839 | HICC |  |  |  | 22 | NR | 2 | IPP Non-CHP |  | N |  | N |  | Y | 10-615-000 |  | X |  | Hawaiian Electric Co Inc | 19547 | HI | 46
56912 | V.H. Cooper & Co., Inc. | 57570 | Cooper Farms VW Project | 6793 US Route 127 North | Van Wert | OH | 45891 | Van Wert | 40.9058 | -84.5703 | RFC | PJM | PJM Interconnection, LLC |  | 311 | NR | 6 | Industrial Non-CHP | Y | N |  | N |  | N |  |  | X |  | Ohio Power Co | 14006 | OH | 12.47
59300 | PNM Resources | 57571 | Los Lunas Solar Energy Center | 900 PNM Lane | Los Lunas | NM | 87031 | Valencia | 34.8331 | -106.7724 | WECC | PNM | Public Service Company of New Mexico |  | 22 | RE | 1 | Electric Utility |  | N |  | N |  | N |  |  | X |  | Public Service Co of NM | 15473 | NM | 12.47
56914 | Central Contra Costa Sanitary District | 57573 | CCCSD Wastewater Treatment Plnt | 5019 Imhoff Place | Martinez | CA | 94553 | Contra Costa | 37.9978 | -122.0697 | WECC | CISO | California Independent System Operator | Municiapl waste water | 22132 | NR | 5 | Commercial CHP |  | N |  | N |  | N |  | N | X |  | Pacific Gas & Electric Co | 14328 | CA | 115 | 21 |  | PG&E STANPAC 3
56915 | Solar Star New Jersey IV, LLC | 57574 | ETS Ewing Solar Facility | 225 Philips Blvd | Ewing | NJ | 8618 | Mercer | 40.2818 | -74.7936 | RFC | PJM | PJM Interconnection, LLC |  | 22 | NR | 2 | IPP Non-CHP |  | N |  | Y | QF10-548-000 | N |  |  | X |  | Public Service Elec & Gas Co | 15477 | NJ | 26.4
59300 | PNM Resources | 57575 | Deming Solar Energy Center | 65 Coyote Road SW | Deming | NM | 88030 | Luna | 32.1658 | -107.7506 | WECC | PNM | Public Service Company of New Mexico |  | 22 | RE | 1 | Electric Utility |  | N |  | N |  | N |  |  | X |  | Public Service Co of NM | 15473 | NM | 13.8
59300 | PNM Resources | 57576 | Las Vegas Solar Energy Center | 80 Highway 518 | Las Vegas | NM | 87701 | San Miguel | 35.6433 | -105.2067 | WECC | PNM | Public Service Company of New Mexico |  | 22 | RE | 1 | Electric Utility |  | N |  | N |  | N |  |  | X |  | Public Service Co of NM | 15473 | NM | 12.47
59300 | PNM Resources | 57577 | Alamogordo Solar Energy Center | 21117 U. S Highway 70 | Alamogordo | NM | 88310 | Otero | 32.8657 | -105.9998 | WECC | PNM | Public Service Company of New Mexico |  | 22 | RE | 1 | Electric Utility |  | N |  | N |  | N |  |  | X |  | Public Service Co of NM | 15473 | NM | 12.47
56916 | PaTu Wind Farm LLC | 57578 | PaTu Wind Farm LLC | 71190 N. Klondike Road | Wasco | OR | 97065 | Sherman | 45.6131 | -120.6169 | WECC | BPAT | Bonneville Power Administration |  | 22 | NR | 2 | IPP Non-CHP | N | N |  | Y | QF06-17-000 | N |  | N | X |  | Bonneville Power Administration | 1738 | OR | 115
17573 | South San Joaquin Irr District | 57579 | Robert O Schulz Solar Farm | 5835 Dodds Road | Oakdale | CA | 95361 | Stanislaus | 37.8583 | -120.8917 | WECC | CISO | California Independent System Operator |  | 22 | RE | 1 | Electric Utility | Y | N |  | N |  | N |  | N | X |  | Pacific Gas & Electric Co | 14328 | CA | 17
56917 | DST Output | 57580 | DST Cogen | 5261 Robert J Matthews Pkwy | El Dorado Hills | CA | 95762 | El Dorado | 38.6183 | -121.0564 | WECC | CISO | California Independent System Operator | El Dorado Irrigation District | 22 | NR | 3 | IPP CHP |  | N |  | N |  | N |  | N | X |  | Pacific Gas & Electric Co | 14328 | CA | 21 |  |  | PG&E Distribution Line
57249 | EPP Renewable Energy | 57581 | Allenwood | 447 Alexander Drive | Montgomery | PA | 17752 | Lycoming | 41.1511 | -76.9178 | RFC | PJM | PJM Interconnection, LLC |  | 22 | NR | 2 | IPP Non-CHP |  | N |  | N |  | N |  | N | X |  | PPL Electric Utilities Corp | 14715 | PA | 12.47
57249 | EPP Renewable Energy | 57582 | Lycoming County | 447 Alexander Drive | Montgomery | PA | 17752 | Lycoming | 41.1511 | -76.9178 | RFC | PJM | PJM Interconnection, LLC |  | 22 | NR | 2 | IPP Non-CHP |  | N |  | N |  | N |  | N | X |  | PPL Electric Utilities Corp | 14715 | PA | 12.47
7353 | Golden Valley Elec Assn Inc | 57583 | Battery Energy Storage System | 925 Bidwell Ave & 901 Bidwell | Fairbanks | AK | 99701 | Fairbanks North Star | 64.8167 | -147.725 | ASCC |  |  |  | 22 | RE | 1 | Electric Utility |  | N |  | N |  | N |  | N | X |  | Golden Valley Elec Assn Inc | 7353 | AK | 138
56918 | University of California San Diego | 57584 | University of California San Diego | 9500 Gilman Drive | La Jolla | CA | 92093 | San Diego | 32.8747 | -117.2392 | WECC | CISO | California Independent System Operator | Municipality | 611 | NR | 5 | Commercial CHP |  | Y | QF 00-63-000 | N |  | N |  | N | X |  | San Diego Gas & Electric Co | 16609 | CA | 69 |  |  | Witherby
58264 | New-Indy, Oxnard LLC | 57585 | Oxnard Paper Mill | 5936 Perkins Road | Oxnard | CA | 93033 | Ventura | 34.1414 | -119.1831 | WECC | CISO | California Independent System Operator | Municipality | 322 | NR | 7 | Industrial CHP |  | Y | 85161001 | N |  | N |  | N | X |  | Southern California Edison Co | 17609 | CA | 66 |  |  | Southern California Gas Company owned
57170 | EDF Renewable Asset Holdings, Inc. | 57586 | Shiloh III Wind Project LLC | 6523 Montezuma Hills Rd | Birds Landing | CA | 94512 | Solano | 38.1694 | -121.8469 | WECC | CISO | California Independent System Operator |  | 22 | NR | 2 | IPP Non-CHP | X | N |  | N |  | N |  |  | X |  | Pacific Gas & Electric Co | 14328 | CA | 230
56921 | Charleston Clean Energy LLC | 57587 | The Charleston Clean Energy Facility | 741 South Park Road | Charleston | WV | 25304 | Kanawha | 38.3092 | -81.6222 | RFC | PJM | PJM Interconnection, LLC |  | 22 | NR | 2 | IPP Non-CHP |  | N |  | Y | QF11,109,000 | N |  |  | X |  | Appalachian Power Co | 733 | WV | 12
15477 | Public Service Elec & Gas Co | 57588 | Matrix Stults Road Solar Facility | 45 Stults Road | South Brunswick | NJ | 8876 | Middlesex | 40.3622 | -74.4797 | RFC | PJM | PJM Interconnection, LLC |  | 22 | RE | 1 | Electric Utility | N | N |  | N |  | N |  | N | X |  | Public Service Elec & Gas Co | 15477 | NJ | 138
56924 | Long Island Solar Farm LLC | 57589 | Long Island Solar Farm LLC | 295 North Street | Upton | NY | 11949 | SUFFOLK | 40.8611 | -72.8478 | NPCC | NYIS | New York Independent System Operator |  | 22 | NR | 2 | IPP Non-CHP |  | N |  | Y | QF11-247-000 | Y | EG11-81-000 |  | X |  | Long Island Power Authority | 11171 | NY | 69
56925 | FPLE Wind, LLC | 57590 | Minco Wind I, LLC | 491 County Road | Minco | OK | 73059 | Grady | 35.2803 | -97.9756 | SPP | SWPP | Southwest Power Pool |  | 22 | NR | 2 | IPP Non-CHP |  | N |  | N |  | N |  |  | X |  | Oklahoma Gas & Electric Co | 14063 | OK | 345 | 345 | 345
56926 | Hatch Solar Energy Center I, LLC | 57591 | Hatch Solar Energy Center I, LLC | 7349 Hwy. 26 | Hatch | NM | 87937 | Dona Ana | 32.63 | -107.2597 | WECC | EPE | El Paso Electric Company |  | 22 | NR | 2 | IPP Non-CHP |  | N |  | N |  | N |  | N | X |  | El Paso Electric Co | 5701 | NM | 23.9
59883 | NRG Energy Gas & Wind Holdings Inc | 57593 | Broken Bow Wind LLC | 80347 Road 444 | Broken Bow | NE | 68822 | Custer | 41.4547 | -99.5681 | SPP | SWPP | Southwest Power Pool |  | 22 | NR | 2 | IPP Non-CHP |  | N |  | N |  | N |  | N | X |  | Nebraska Public Power District | 13337 | NE | 115
56930 | Foundation HA Energy Generation, LLC | 57594 | Teichert Materials-Teichert Vernalis | 36314 South Bird Road | San Joaquin | CA | 95304 | San Joaquin | 37.6167 | -121.3564 | WECC | CISO | California Independent System Operator |  | 22 | NR | 2 | IPP Non-CHP |  | N |  | Y | QF10-682-000 | N |  |  | X |  | Pacific Gas & Electric Co | 14328 | CA | 115
59883 | NRG Energy Gas & Wind Holdings Inc | 57595 | Pinnacle Wind Force LLC | 2530 Green Mountain Road | Keyser | WV | 26726 | Mineral | 39.445 | -79.03 | RFC | PJM | PJM Interconnection, LLC |  | 22 | NR | 2 | IPP Non-CHP | X | N |  | N |  | Y | ER11-4351, EG11-120 | N | X |  | The Potomac Edison Company | 15263 | WV | 138
59366 | EnLink Midstream Services, LLC | 57597 | Cana Gas Processing Plant | 260 S. Courtney Rd. | Calumet | OK | 73014 | Canadian | 35.5331 | -98.1011 | SPP | SPA | Southwestern Power Administration |  | 211 | NR | 6 | Industrial Non-CHP |  | N |  | N |  | N |  | N | X |  | Caddo Electric Coop, Inc | 3390 | OK | 12.5 |  |  | N/A. Generators use purchased diesel fuel.
4180 | Connecticut Mun Elec Engy Coop | 57598 | Bridge Street 1 & 2 | 70 Bridge Street | Groton | CT | 6340 | New London | 41.3628 | -72.0825 | NPCC | ISNE | ISO New England Inc. |  | 22 | RE | 1 | Electric Utility |  | N |  | N |  | N |  | N | X |  | Groton Dept of Utilities - (CT) | 7716 | CT | 13.8
4180 | Connecticut Mun Elec Engy Coop | 57599 | Fort Hill 1, 2, 3 & 4 | 1 Fort Hill Dr | Uncasville | CT | 6382 | New London | 41.4711 | -72.1022 | NPCC | ISNE | ISO New England Inc. |  | 22 | RE | 1 | Electric Utility |  | N |  | N |  | N |  | N | X |  | Mohegan Tribal Utility Authority | 49826 | CT | 34.5
4180 | Connecticut Mun Elec Engy Coop | 57600 | Fishers Island 1 | 1866 Central Ave | Fisher's Island | NY | 6390 | Suffolk | 41.2686 | -72.01 | NPCC | ISNE | ISO New England Inc. |  | 22 | RE | 1 | Electric Utility |  | N |  | N |  | N |  | N | X |  | Fishers Island Utility Co Inc | 6369 | NY | 8.32
4180 | Connecticut Mun Elec Engy Coop | 57601 | Gary Court 1 & 2 | 170 Gary Court | Groton | CT | 6340 | New London | 41.3367 | -72.02 | NPCC | ISNE | ISO New England Inc. |  | 22 | RE | 1 | Electric Utility |  | N |  | N |  | N |  | N | X |  | Groton Dept of Utilities - (CT) | 7716 | CT | 13.8
4180 | Connecticut Mun Elec Engy Coop | 57602 | Jewett City 1 | 8 Water Street | Jewett City | CT | 6351 | New London | 41.6041 | -71.9825 | NPCC | ISNE | ISO New England Inc. |  | 22 | RE | 1 | Electric Utility |  | N |  | N |  | N |  | N | X |  | City of Jewett City - (CT) | 9734 | CT | 4.16
4180 | Connecticut Mun Elec Engy Coop | 57603 | LNG 1 & 2 | 10 Wisconsin Ave | Norwich | CT | 6360 | New London | 41.5694 | -72.1175 | NPCC | ISNE | ISO New England Inc. |  | 22 | RE | 1 | Electric Utility |  | N |  | N |  | N |  | N | X |  | City of Norwich - (CT) | 13831 | CT | 13.8
4180 | Connecticut Mun Elec Engy Coop | 57604 | Lebanon Pines 1 & 2 | 37 Camp Moween Rd | Lebanon | CT | 6249 | New London | 41.5683 | -72.2322 | NPCC | ISNE | ISO New England Inc. |  | 22 | RE | 1 | Electric Utility |  | N |  | N |  | N |  | N | X |  | Bozrah Light & Power Company | 2089 | CT | 13.8
4180 | Connecticut Mun Elec Engy Coop | 57605 | Water Treatment 1 & 2 | 1268 Poquonnock Rd | Groton | CT | 6340 | New London | 41.3469 | -72.0411 | NPCC | ISNE | ISO New England Inc. |  | 22 | RE | 1 | Electric Utility |  | N |  | N |  | N |  | N | X |  | Groton Dept of Utilities - (CT) | 7716 | CT | 13.8
56934 | Town Of High Point | 57606 | Eastside WWTP | 5898 Riverdale Road | High Point | NC | 27260 | Guilford | 35.9428 | -79.9089 | SERC | DUK | Duke Energy Carolinas |  | 22 | RE | 1 | Electric Utility |  | N |  | N |  | N |  | N | X |  | Town of High Point | 8571 | NC | 12.47
56934 | Town Of High Point | 57607 | Ward WTP | 2011 Kivett Dr. | High Point | NC | 27260 | Guilford | 35.9678 | -79.9708 | SERC | DUK | Duke Energy Carolinas |  | 22 | RE | 1 | Electric Utility |  | N |  | N |  | N |  | N | X |  | Town of High Point | 8571 | NC | 12.47
56934 | Town Of High Point | 57608 | Westside WWTP | 1044 West Burton Road | Thomasville | NC | 27360 | Davidson | 35.9403 | -80.1106 | SERC | DUK | Duke Energy Carolinas |  | 22 | RE | 1 | Electric Utility |  | N |  | N |  | N |  | N | X |  | Town of High Point | 8571 | NC | 12.47
15399 | Avangrid Renewables Inc | 57609 | New Harvest Wind Project LLC | 2194 D Avenue | Schleswig | IA | 51461 | Crawford | 42.1597 | -95.4397 | MRO | MISO | Midcontinent Independent Transmission System Operator, Inc.. |  | 22 | NR | 2 | IPP Non-CHP |  | N |  | N |  | N |  |  | X |  | MidAmerican Energy Co | 12341 | IA | 161
56949 | Paulding Wind Farm LLC | 57611 | Paulding Wind Farm LLC | 2143 Road 96 | Antwerp | OH | 45880 | Paulding | 41.16 | -84.7639 | RFC | PJM | PJM Interconnection, LLC |  | 22 | NR | 2 | IPP Non-CHP |  | N |  | N |  | N |  |  | X |  | Ohio Power Co | 14006 | OH | 69
56935 | Number Nine Wind Farm LLC | 57612 | Number Nine Wind Farm | 170 State St. | Presque Isle | ME | 4769 | Aroostook | 46.3869 | -68.0567 | NPCC | ISNE | ISO New England Inc. |  | 22 | NR | 2 | IPP Non-CHP |  | N |  | N |  | N |  |  | X |  | Central Maine Power Co | 3266 | ME | 345
56952 | Lincoln Electric Company | 57613 | LE Wind Turbine 1 | 22800 Saint Clair Avenue | Euclid | OH | 44117 | Cuyahoga | 41.5844 | -81.5256 | RFC | PJM | PJM Interconnection, LLC |  | 333 | NR | 6 | Industrial Non-CHP | N | N |  | N |  | N |  | N | X |  | Cleveland Electric Illum Co | 3755 | OH | 4.16
56948 | Waverly Wind Farm LLC | 57614 | Waverly Wind Farm LLC | 1600 Iris Rd. | Waverly | KS | 66839 | Coffey | 38.2569 | -95.8142 | SPP | SWPP | Southwest Power Pool |  | 22 | NR | 2 | IPP Non-CHP |  | N |  | N |  | N |  |  | X |  | Westar Energy Inc | 22500 | KS | 68
56945 | Blue Canyon Windpower VI LLC | 57616 | Blue Canyon Windpower VI LLC | 3109 State Hwy 19 | Carnegie | OK | 73015 | Caddo | 34.9104 | -98.5599 | SPP | SWPP | Southwest Power Pool |  | 22 | NR | 2 | IPP Non-CHP |  | N |  | N |  | Y | EG11-73 |  | X |  | Western Farmers Elec Coop, Inc | 20447 |  | 138
56946 | Hidalgo Wind Farm LLC | 57617 | Hidalgo Wind Farm LLC |  | McCook | TX | 78541 | Hidalgo | 26.4656 | -98.4111 | TRE | ERCO | Electric Reliability Council of Texas, Inc. |  | 22 | NR | 2 | IPP Non-CHP |  | N |  | N |  | N |  |  | X |  | AEP Texas Central Company | 3278 | TX | 138
56943 | Blackstone Wind Farm III LLC | 57618 | Blackstone Wind Farm III | 31095 N 1250 Ed E | Blackstone | IL | 61313 | Livingston | 41.0953 | -88.5836 | RFC | PJM | PJM Interconnection, LLC |  | 22 | NR | 2 | IPP Non-CHP |  | N |  | N |  | N |  |  | X |  | Commonwealth Edison Co | 4110 | IL | 345
56944 | Blackstone Wind Farm IV LLC | 57619 | Blackstone Wind Farm IV | 31095 N 1250 Rd E | Blackstone | IL | 61313 | Livingston | 41.0444 | -88.57 | RFC | PJM | PJM Interconnection, LLC |  | 22 | NR | 2 | IPP Non-CHP |  | N |  | N |  | N |  |  | X |  | Commonwealth Edison Co | 4110 | IL | 345
56936 | Paulding Wind Farm II LLC | 57620 | Paulding Wind Farm II | 108 W Townline Street | Payne | OH | 45880 | Paulding | 41.0253 | -84.7792 | RFC | PJM | PJM Interconnection, LLC |  | 22 | NR | 2 | IPP Non-CHP | X | N |  | N |  | Y | EG11-61 | N | X |  | Ohio Power Co | 14006 | OH | 138
56937 | Rising Tree Wind Farm LLC | 57621 | Rising Tree Wind Farm | 15800 70th St West | Mojave | CA | 93501 | Kern | 35.0775 | -118.2183 | WECC | CISO | California Independent System Operator |  | 22 | NR | 2 | IPP Non-CHP | N | N |  | N |  | Y | EG14-53 | N | X |  | Southern California Edison Co | 17609 | CA | 230
56939 | Lexington Chenoa Wind Farm II LLC | 57622 | Bright Stalk Wind Farm II | TBD | Chenoa | IL | 61726 | McLean | 40.6431 | -88.6439 | SERC |  |  |  | 22 | NR | 2 | IPP Non-CHP |  | N |  | N |  | N |  |  |  |  | Commonwealth Edison Co | 4110 | IL
56940 | Lexington Chenoa Wind Farm LLC | 57623 | Bright Stalk Wind Farm I | TBD | Chenoa | IL | 61726 | McLean | 40.7012 | -88.7011 | SERC |  |  |  | 22 | NR | 2 | IPP Non-CHP |  | N |  | N |  | N |  |  |  |  | Commonwealth Edison Co | 4110 | IL
13831 | City of Norwich - (CT) | 57624 | Norwich WWTP | 43 Fall Avenue | Norwich | CT | 6360 | New London | 41.5256 | -72.0833 | NPCC | ISNE | ISO New England Inc. |  | 22132 | RE | 4 | Commercial Non-CHP |  | N |  | N |  | N |  | N | X |  | City of Norwich - (CT) | 13831 | CT | 13.8
56953 | Bos Dairy, LLC | 57625 | Bos Dairy, LLC | 10777 West 700 North | Fair Oaks | IN | 47943 | Jasper | 41.1153 | -87.2328 | RFC | MISO | Midcontinent Independent Transmission System Operator, Inc.. |  | 112 | NR | 6 | Industrial Non-CHP |  | N |  | N |  | N |  | N | X |  | Jasper County Rural E M C | 9665 | IN | 12
56930 | Foundation HA Energy Generation, LLC | 57626 | Foundation ST | 16900 W. Schulte Road | Tracy | CA | 95377 | San Joaquin | 37.7142 | -121.5217 | WECC | CISO | California Independent System Operator |  | 22 | NR | 2 | IPP Non-CHP |  | N |  | Y | QF11-341-000 | N |  |  | X |  | Pacific Gas & Electric Co | 14328 | CA | 115
56941 | Meadow Lake Wind Farm V LLC | 57628 | Meadow Lake Wind Farm V LLC | 12 Grant St. | Lafayette | IN | 47904 | White | 40.7161 | -87.0211 | RFC | PJM | PJM Interconnection, LLC |  | 22 | NR | 2 | IPP Non-CHP |  | N |  | N |  | N |  |  | X |  | Indiana Michigan Power Co | 9324 | IN | 345
56960 | Gastonia City of | 57629 | Gaston Memorial Hospital | 2525 Court Drive | Gastonia | NC | 28054 | Gaston | 35.2747 | -81.1383 | SERC | DUK | Duke Energy Carolinas |  | 622 | NR | 4 | Commercial Non-CHP |  | N |  | N |  | N |  | N | X |  | City of Gastonia - (NC) | 7027 | NC | 12.47 |  |  | Public Service North Carolina
56960 | Gastonia City of | 57630 | Long Creek Waste Water Plant | 3000 Old Spencer Mountain Rd. | Dallas | NC | 28034 | Gaston | 35.3119 | -81.1414 | SERC | DUK | Duke Energy Carolinas |  | 22132 | NR | 4 | Commercial Non-CHP |  | N |  | N |  | N |  | N | X |  | City of Gastonia - (NC) | 7027 | NC | 12.47
56962 | Wolverine Wind Energy, LLC | 57631 | Wolverine | 2325 180th St | Greenfield | IA | 50849 | Adair | 41.3931 | -94.4447 | MRO | MISO | Midcontinent Independent Transmission System Operator, Inc.. |  | 22 | NR | 2 | IPP Non-CHP |  | N |  | Y | QF10-17 | N |  |  | X |  | Farmers Electric Coop, Inc - (IA) | 6112 | IA | 12.47
56961 | Bulldog Wind Energy, LLC | 57632 | Bulldog | 2336 290th St | Orient | IA | 50858 | Adair | 41.2258 | -94.4406 | MRO | MISO | Midcontinent Independent Transmission System Operator, Inc.. |  | 22 | NR | 2 | IPP Non-CHP |  | N |  | Y | QF10-17 | N |  | N | X |  | Farmers Electric Coop, Inc - (IA) | 6112 | IA | 12.47
56963 | Beaver Wood Energy Fair Haven, LLC | 57634 | Beaver Wood Energy Fair Haven, LLC | Route 4 | Fair Haven | VT | 5261 | Rutland | 43.5914 | -73.2917 | NPCC | ISNE | ISO New England Inc. | Lake Champlain | 22 | NR | 3 | IPP CHP |  | N |  | N |  | N |  |  | X |  | Vermont Electric Cooperative, Inc | 19791 | VT | 115
11208 | Los Angeles Department of Water & Power | 57635 | Linden Wind Energy Project | 49 Carpool Court | Goldendale | WA | 98620 | Klickitat | 45.7442 | -120.7836 | WECC | BPAT | Bonneville Power Administration |  | 22 | RE | 1 | Electric Utility |  | N |  | N |  | N |  |  | X |  | Bonneville Power Administration | 1738 | WA | 230
56965 | Auburn Energy, LLC | 57636 | Auburn LFG Energy Facility | 43 Allen Street | Auburn | NY | 13021 | Cayuga | 42.9442 | -76.5853 | NPCC | NYIS | New York Independent System Operator |  | 22 | NR | 2 | IPP Non-CHP |  | N |  | Y | QF,09,445,000 | N |  | N | X |  | New York State Elec & Gas Corp | 13511 | NY | 12.5 |  |  | New York State Elec & Gas Corp unnamed lateral
56855 | Performance Services | 57637 | Union City Wind Turbine | 400 Chuck DeBolt Dr. | Union City | IN | 47390 | Randolph | 40.1908 | -84.8172 | RFC | PJM | PJM Interconnection, LLC |  | 22 | NR | 2 | IPP Non-CHP | N | N |  | N |  | N |  | N | X |  | Indiana Michigan Power Co | 9324 | IN | 12.47
56855 | Performance Services | 57638 | Randolph Eastern School Wind Turbine | 1101 North Plum St. | Union City | IN | 47390 | Randolph | 40.2097 | -84.8219 | RFC | PJM | PJM Interconnection, LLC |  | 611 | NR | 4 | Commercial Non-CHP | N | N |  | N |  | N |  | N | X |  | Indiana Michigan Power Co | 9324 | IN | 12.47
56967 | Ironwood Windpower LLC | 57639 | Ironwood Wind | 12690 Eagle Rd | Spearville | KS | 67876 | Ford | 37.8183 | -99.7754 | SPP | SWPP | Southwest Power Pool |  | 22 | NR | 2 | IPP Non-CHP |  | N |  | N |  | N |  |  | X |  | Sunflower Electric Power Corp | 18315 |  | 345
56971 | 500 Virginia Solar, LP | 57640 | 500 Virginia Solar | 500 Virginia Drive | Ft. Washington | PA | 19034 | Montgomery | 40.1392 | -75.1917 | RFC | PJM | PJM Interconnection, LLC |  | 22 | NR | 2 | IPP Non-CHP | N | N |  | N |  | N |  | N | X |  | PECO Energy Co | 14940 | PA | 34.5
56972 | Vestas Towers America, Inc | 57643 | Vestas Towers America, Inc. | 100 Towers Road | Pueblo | CO | 81004 | Pueblo | 38.1728 | -104.62 | WECC | WACM | Western Area Power Administration - Rocky Mountain Region |  | 311 | NR | 6 | Industrial Non-CHP | N | N |  | N |  | N |  | N | X |  | Black Hills/Colorado Elec.Util | 56146 | CO | 115
59380 | Enel Green Power NA, Inc. | 57644 | Prairie Rose Wind Farm | 211 East Main Street, Suite 10 | Luverne | MN | 56156 | Rock | 43.8282 | -96.3216 | MRO | MISO | Midcontinent Independent Transmission System Operator, Inc.. |  | 22 | NR | 2 | IPP Non-CHP |  | N |  | N |  | N |  |  | X |  | Northern States Power Co - Minnesota | 13781 | MN | 115
56974 | Denver Airport Solar, LLC | 57645 | City & County of Denver at Denver Int'l | 28600 E 114th Ave. | Denver | CO | 80249 | Adams | 39.9 | -104.6597 | WECC | PSCO | Public Service Company of Colorado |  | 22 | NR | 2 | IPP Non-CHP |  | N |  | Y | QF11-336 | N |  |  | X |  | Public Service Co of Colorado | 15466 | CO | 24.9
56975 | Constellation Solar Maryland, LLC | 57646 | McCormick & Co. Inc. at Belcamp | 4607 McCormick Dr. | Belcamp | MD | 21017 | Harford | 39.4836 | -76.2292 | RFC | PJM | PJM Interconnection, LLC |  | 22 | NR | 2 | IPP Non-CHP |  | N |  | Y | QF11-268 | N |  |  | X |  | Baltimore Gas & Electric Co | 1167 | MD | 0.5
56976 | Constellation Solar New Jersey II, LLC | 57647 | Toys R Us- DE, Inc. at Mt. Olive, NJ | 703 Bartley-Chester Road | Mt. Olive | NJ | 7828 | Morris | 40.8189 | -74.7186 | RFC | PJM | PJM Interconnection, LLC |  | 22 | NR | 2 | IPP Non-CHP |  | N |  | N |  | N |  |  | X |  | Jersey Central Power & Lt Co | 9726 | NJ | 12.47
56977 | Zotos International | 57648 | Zotos International WPGF | 300 Forge Avenue | Geneva | NY | 14456 | Ontario | 42.8869 | -76.9683 | NPCC | NYIS | New York Independent System Operator |  | 339 | NR | 6 | Industrial Non-CHP | N | N |  | N |  | N |  | N | X |  | New York State Elec & Gas Corp | 13511 | NY | 12.5
15399 | Avangrid Renewables Inc | 57649 | Elm Creek Wind II LLC | 231 220th Street | Trimont | MN | 56176 | Martin | 43.6848 | -94.8799 | MRO | MISO | Midcontinent Independent Transmission System Operator, Inc.. |  | 22 | NR | 2 | IPP Non-CHP |  | N |  | N |  | N |  |  | X |  | Pennsylvania Power Co | 14716 | PA | 345
56980 | Regulus Solar, LLC | 57650 | Regulus Solar Project | Intersection of East Panama La | Bakersfield | CA | 93307 | Kern | 35.3 | -118.8519 | WECC | CISO | California Independent System Operator |  | 22 | NR | 2 | IPP Non-CHP | X | N |  | N |  | N |  | N | X |  | Pacific Gas & Electric Co | 14328 | CA | 115
17650 | Southern Power Co | 57651 | FRV Cygnus Solar Project | Crider Road west of SR99 | Bakersfield | CA | 93313 | KERN | 35.1028 | -118.9544 | MRO | CISO | California Independent System Operator |  | 22 | NR | 2 | IPP Non-CHP |  | N |  | N |  | N |  |  | X |  | Pacific Gas & Electric Co | 14328 | CA | 115
57170 | EDF Renewable Asset Holdings, Inc. | 57652 | Yamhill Solar LLC | Not Yet Available | Amity | OR | 97101 | Yamhill | 45.1089 | -123.2786 | WECC | PGE | Portland General Electric Company |  | 22 | NR | 2 | IPP Non-CHP |  | N |  | N |  | N |  |  | X |  | Portland General Electric Co | 15248 | OR | 12.5
56968 | Oregon State University | 57653 | Oregon State University Energy Center | 3452 SW Jefferson Way | Corvallis | OR | 97331 | Benton | 44.5643 | -123.2891 | WECC | BPAT | Bonneville Power Administration | Municipality | 611 | NR | 5 | Commercial CHP |  | Y | QF10-431-000 | N |  | N |  | N | X |  | PacifiCorp | 14354 | OR | 20.8 |  |  | North West Natual
56981 | Town of Falmouth | 57654 | Town of Falmouth WWTP | Blacksmith Shop Rd | Falmouth | MA | 2540 | Barnstable | 41.6067 | -70.6206 | NPCC | ISNE | ISO New England Inc. |  | 22132 | NR | 4 | Commercial Non-CHP | Y | N |  | N |  | N |  |  | X |  | NSTAR Electric Company | 54913 | MA | 23
56982 | Kern Community College District | 57655 | Bakersfield College Solar 01 | 1801 Panorama Drive | Bakersfield | CA | 93301 | Kern | 35.4118 | -118.9686 | WECC | CISO | California Independent System Operator |  | 611 | NR | 4 | Commercial Non-CHP | N | N |  | N |  | N |  | N | X |  | Pacific Gas & Electric Co | 14328 | CA | 12
56984 | Temescal Canyon RV, LLC | 57656 | Temescal Canyon RV, LLC | 20242 Temescal Canyon Rd | Corona | CA | 92881 | Riverside | 33.8264 | -117.5117 | WECC | CISO | California Independent System Operator |  | 22 | NR | 2 | IPP Non-CHP |  | N |  | Y | QF11-248-000 | N |  |  | X |  | Southern California Edison Co | 17609 | CA | 0.48
59398 | NRG Solar Avra Valley | 57657 | Avra Valley Solar | 9602 N. Garvey Road | Marana | AZ | 85653 | Pima | 32.3717 | -111.2828 | WECC | TEPC | Tucson Electric Power Company |  | 22 | NR | 2 | IPP Non-CHP |  | N |  | N |  | N |  |  | X |  | Tucson Electric Power Co | 24211 | AZ | 48
56987 | RRE Austin Solar LLC | 57659 | Pflugerville Solar Farm | 17414 Manda Carlson Rd | Manor | TX | 78653 | Travis | 30.4214 | -97.4614 | MRO | ERCO | Electric Reliability Council of Texas, Inc. |  | 22 | NR | 2 | IPP Non-CHP |  | N |  | N |  | N |  |  | X |  | Lower Colorado River Authority | 11269 |  | 138
56990 | NJR Clean Energy Ventures Corporation | 57660 | Vineland Mays Landing Solar | 3042 Mays Landing Road | Millville | NJ | 8332 | Cumberland | 39.4175 | -74.9739 | RFC | PJM | PJM Interconnection, LLC |  | 22 | NR | 2 | IPP Non-CHP | X | N |  | N |  | N |  | N | X |  | City of Vineland - (NJ) | 19856 | NJ | 12.47
56990 | NJR Clean Energy Ventures Corporation | 57661 | Manalapan Village Solar | 162 Highway 33 and Millhurst R | Manalapan | NJ | 7726 | Monmouth | 40.2567 | -74.3497 | RFC | PJM | PJM Interconnection, LLC |  | 22 | NR | 2 | IPP Non-CHP | X | N |  | N |  | N |  | N | X |  | Jersey Central Power & Lt Co | 9726 | NJ | 12.47
56990 | NJR Clean Energy Ventures Corporation | 57662 | McGraw Hill Solar | 159 Princeton Hightstown Road | East Windsor Township | NJ | 8520 | Mercer | 40.2797 | -74.5564 | RFC | PJM | PJM Interconnection, LLC |  | 22 | NR | 2 | IPP Non-CHP | X | N |  | N |  | N |  | N | X |  | Jersey Central Power & Lt Co | 9726 | NJ | 34.5
56988 | Cimarron Windpower II, LLC | 57663 | Cimarron Windpower II | 8502 State Highway 23 | Cimarron | KS | 20069 | Gray | 37.9013 | -100.372 | SPP | SWPP | Southwest Power Pool |  | 22 | NR | 2 | IPP Non-CHP |  | N |  | N |  | N |  |  | X |  | Sunflower Electric Power Corp | 18315 |  | 345
56991 | Astoria Energy II LLC | 57664 | Astoria Energy II | 17-10 Steinway Street | Astoria | NY | 11105 | Queens | 40.7813 | -73.8966 | NPCC | NYIS | New York Independent System Operator | N/A Airr Cooled | 22 | NR | 2 | IPP Non-CHP |  | N |  | N |  | Y | 01-335-000 | N | X |  | Consolidated Edison Co-NY Inc | 4226 | NY | 345 |  |  | Consolidated Edison Co-NY Inc
56989 | SAF Hydroelectric LLC | 57665 | SAF Hydroelectric LLC | 1815 West River Parkway | Minneapolis | MN | 55454 | Hennepin | 44.9789 | -93.2478 | MRO | MISO | Midcontinent Independent Transmission System Operator, Inc.. | Mississippi River | 22 | NR | 2 | IPP Non-CHP |  | N |  | N |  | Y | EG06-51-001 |  | X |  | Northern States Power Co - Minnesota | 13781 | MN | 13.8
56992 | Foxwoods Resort Casino | 57666 | Foxwoods CoGen | 350 Trolley Line Boulevard | Mashantucket | CT | 6338 | New London | 41.4731 | -71.9606 | NPCC | ISNE | ISO New England Inc. | MPTN Utilities | 713 | NR | 5 | Commercial CHP |  | N |  | N |  | N |  | N | X |  | Connecticut Light & Power Co | 4176 | CT | 23 |  |  | Algonquin
56993 | SBS Energy Partners LLC | 57667 | Seabrook Solar Plant | 85 Finley Road | Seabrook | NJ | 8302 | Cumberland | 39.485 | -75.215 | RFC | PJM | PJM Interconnection, LLC |  | 22 | NR | 2 | IPP Non-CHP | Y | N |  | N |  | N |  | N | X |  | Atlantic City Electric Co | 963 | NJ | 12.47
56994 | Carlisle Area School District | 57668 | CASD Solar | 623 West Penn Street | Carlisle | PA | 17013 | Cumberland | 40.2142 | -77.2061 | RFC | PJM | PJM Interconnection, LLC |  | 611 | NR | 4 | Commercial Non-CHP | N | N |  | N |  | N |  |  | X |  | PPL Electric Utilities Corp | 14715 | PA | 12.5
56995 | Sacramento PV Energy, LLC | 57669 | SMUD at Grundman | 10645 Bruceville Road | Elk Grove | CA | 95757 | Sacramento | 38.3647 | -121.4128 | WECC | BANC | Balancing Authority of Northern California |  | 22 | NR | 2 | IPP Non-CHP |  | N |  | Y | QF11-330 | N |  |  | X |  | Sacramento Municipal Util Dist | 16534 | CA | 12.47
56995 | Sacramento PV Energy, LLC | 57670 | SMUD at Van Conett | 10930 Boessow Road | Galt | CA | 95632 | Sacramento | 38.2531 | -121.2789 | WECC | BANC | Balancing Authority of Northern California |  | 22 | NR | 2 | IPP Non-CHP |  | N |  | Y | QF11-332 | N |  |  | X |  | Sacramento Municipal Util Dist | 16534 | CA | 12.47
56995 | Sacramento PV Energy, LLC | 57671 | SMUD at Fleshman | 9690 Kost Road | Galt | CA | 95632 | Sacramento | 38.2378 | -121.3375 | WECC | BANC | Balancing Authority of Northern California |  | 22 | NR | 2 | IPP Non-CHP |  | N |  | Y | QF11-329 | N |  |  | X |  | Sacramento Municipal Util Dist | 16534 | CA | 12.47
19539 | University of Iowa | 57672 | Oakdale Renewable Energy Plant | 2320 Cross Park Road | Coralville | IA | 52242 | Johnson | 41.7053 | -91.6033 | MRO | MISO | Midcontinent Independent Transmission System Operator, Inc.. |  | 611 | NR | 4 | Commercial Non-CHP |  | N |  | Y | QF09-394 | N |  | N | X |  | Interstate Power and Light Co | 9417 | IA | 69 |  |  | NGPL PT# 10568 DRN # 192732
56998 | Macys Corporate Services, Inc | 57673 | Macys Goodyear | 16575 W. Commerce Dr. | Goodyear | AZ | 85338 | Maricopa | 33.4091 | -112.4146 | WECC | AZPS | Arizona Public Service Company |  | 22 | NR | 2 | IPP Non-CHP | N | N |  | N |  | N |  | N | X |  | Arizona Public Service Co | 803 | AZ | 0.48
56999 | Western Massachusetts Electric Company | 57674 | Indian Orchard PV Facility | 225 Goodwin Street | Springfield | MA | 1151 | Hampden | 42.1514 | -72.4989 | NPCC | ISNE | ISO New England Inc. |  | 22 | RE | 1 | Electric Utility | N | N |  | N |  | N |  | N | X |  | Western Massachusetts Electric Company | 20455 | MA | 13.8
56215 | E ON Climate Renewables N America LLC | 57675 | Pioneer Trail Wind Farm, LLC | 402 N 2300 East Road | Paxton | IL | 60957 | Iroquois | 40.4641 | -88.0215 | SERC | MISO | Midcontinent Independent Transmission System Operator, Inc.. |  | 22 | NR | 2 | IPP Non-CHP |  | N |  | N |  | Y | 11-132-000 |  | X |  | Ameren Illinois Company | 56697 | IL | 138
56999 | Western Massachusetts Electric Company | 57676 | Silver Lake Solar Photovoltaic Facility | 75 Silver Lake Boulevard | Pittsfield | MA | 1201 | Berkshire | 42.4525 | -73.2403 | NPCC | ISNE | ISO New England Inc. |  | 22 | RE | 1 | Electric Utility |  | N |  | N |  | N |  |  | X |  | Western Massachusetts Electric Company | 20455 | MA | 23
57001 | Murphy Farm Power, LLC | 57677 | Murphy Farm Power, LLC | 160 Old Forge Road | Culberson | NC | 28903 | Cherokee | 34.9992 | -84.1573 | SERC | DUK | Duke Energy Carolinas |  | 22 | NR | 2 | IPP Non-CHP |  | N |  | N |  | N |  |  | X |  | Blue Ridge Elec Member Corp - (NC) | 1889 | NC | 14.4
56545 | Pattern Operators LP | 57678 | Post Rock Wind Power Project, LLC | 307 11th Road | Ellsworth | KS | 67439 | Ellsworth | 38.8417 | -98.2994 | SPP | SWPP | Southwest Power Pool |  | 22 | NR | 2 | IPP Non-CHP | X | N |  | N |  | N |  | N | X |  | Midwest Energy Inc | 12524 | KS | 230
57003 | Arlington Valley Solar Energy LLC | 57679 | Arlington Valley Solar Energy I | South of Elliot Road and west | Arlington | AZ | 85326 | Maricopa | 33.3217 | -112.8806 | WECC | AZPS | Arizona Public Service Company |  | 22 | NR | 2 | IPP Non-CHP | N | N |  | N |  | N |  | N | X |  | Salt River Project | 16572 | AZ | 500
57004 | Arlington Valley Solar Energy II LLC | 57680 | Arlington Valley Solar Energy II | South of Elliot Road and west | Arlington | AZ | 85326 | Maricopa | 33.305 | -112.8339 | WECC | AZPS | Arizona Public Service Company |  | 22 | NR | 2 | IPP Non-CHP |  | N |  | N |  | N |  | N | X |  | Salt River Project | 16572 | AZ | 500
57005 | SunE NLB-2, LLC | 57681 | City of Boulder WWTP | 4049 75th Street | Boulder | CO | 80301 | Boulder | 40.048 | -105.1803 | WECC | PSCO | Public Service Company of Colorado |  | 22 | NR | 2 | IPP Non-CHP | X | N |  | Y | EL09-31-001 | N |  | N | X |  | Public Service Co of Colorado | 15466 | CO | 13.2
57006 | SunE GIL1, LLC | 57682 | City of Madera WWTP | 13048 Road 21 1/2 | Madera | CA | 93637 | Madera | 36.9408 | -120.1572 | WECC | CISO | California Independent System Operator |  | 22 | NR | 2 | IPP Non-CHP | X | N |  | Y | EL09-31-001 | N |  | N | X |  | Pacific Gas & Electric Co | 14328 | CA | 0.48
57007 | SunE WF3-ST Holdings, LLC | 57683 | Staples La Mirada, CA | 16501 Trojan Way | La Mirada | CA | 90638 | Los Angeles | 33.8817 | -118.0175 | WECC | CISO | California Independent System Operator |  | 22 | NR | 2 | IPP Non-CHP | X | N |  | Y | EL09-31-001 | N |  | N | X |  | Southern California Edison Co | 17609 | CA | 0.48
13407 | Nevada Power Co | 57684 | Goodsprings Waste Heat Recovery | 14551 HWY 161 | Jean | NV | 89019 | Clark | 35.8094 | -115.4114 | WECC | NEVP | Nevada Power Company |  | 22 | RE | 1 | Electric Utility |  | N |  | N |  | N |  |  | X |  | Nevada Power Co | 13407 | NV | 12.47 |  |  | Kern River
59184 | Humphrey Realty | 57685 | Rinehart | 400 Rinehart Road | Lake Mary | FL | 32746 | Seminole | 28.7706 | -81.3533 | FRCC | FPC | Progress Energy Florida |  | 22 | NR | 2 | IPP Non-CHP | N | N |  | Y | 11-339-000 | Y | 11-57-000 | N | X |  | Duke Energy Florida, Inc | 6455 | FL | 12.4
57011 | CS Murphy Point, LLC | 57687 | CS Murphy Point, LLC | 70 Wingate Road | Murphy | NC | 28906 | Cherokee | 34.9895 | -84.1662 | SERC | DUK | Duke Energy Carolinas |  | 22 | NR | 2 | IPP Non-CHP |  | N |  | N |  | N |  |  | X |  | Blue Ridge Elec Member Corp - (NC) | 1889 | NC | 14.4
57015 | Third Taxing District of Norwalk | 57689 | Norden 1-3 | 10 Norden Place | Norwalk | CT | 6855 | Fairfield | 41.1117 | -73.3928 | NPCC | ISNE | ISO New England Inc. |  | 22 | RE | 1 | Electric Utility |  | N |  | N |  | N |  | N | X |  | Connecticut Light & Power Co | 4176 | CT | 27.6
57018 | Turnbull Hydro LLC | 57690 | Turnbull Hydro | 51 4th Lane SW | Fairfield | MT | 59436 | Teton | 47.6053 | -112.0969 | WECC | NWMT | NorthWestern Energy (NWMT) | Spring Valley Canal | 22 | NR | 2 | IPP Non-CHP |  | N |  | Y | 08-725-000______________________ | N |  |  | X |  | NorthWestern Energy LLC - (MT) | 12825 | MT | 69
57017 | DOE National Renewable Energy Laboratory | 57692 | DOE Golden NWTC Load Side | 18200 Highway 28 | Golden | CO | 80403 | Jefferson | 39.909 | -105.2318 | WECC | PSCO | Public Service Company of Colorado |  | 541 | NR | 4 | Commercial Non-CHP | Y | N |  | N |  | N |  | N | X |  | Public Service Co of Colorado | 15466 | CO | 13.2
57017 | DOE National Renewable Energy Laboratory | 57693 | DOE Golden NWTC Turbine Side | 18200 Highway 128 | Golden | CO | 80403 | Jefferson | 39.9139 | -105.2153 | WECC | PSCO | Public Service Company of Colorado |  | 541 | NR | 4 | Commercial Non-CHP | N | N |  | N |  | N |  | N | X |  | Public Service Co of Colorado | 15466 | CO | 13.2
57017 | DOE National Renewable Energy Laboratory | 57694 | DOE Golden NREL Main Campus | 15013 Denver West Blvd. | Golden | CO | 80401 | Jefferson | 39.7409 | -105.171 | WECC | PSCO | Public Service Company of Colorado |  | 541 | NR | 4 | Commercial Non-CHP | N | N |  | N |  | N |  | N | X |  | Public Service Co of Colorado | 15466 | CO | 13.2
59874 | Topaz Solar Farms LLC | 57695 | Topaz Solar Farm | 10400 Helios Way | Santa Margarita | CA | 93453 | San Luis Obispo | 35.4056 | -120.0686 | WECC | CISO | California Independent System Operator |  | 22 | NR | 2 | IPP Non-CHP |  | N |  | N |  | N |  | N | X |  | Pacific Gas & Electric Co | 14328 | CA | 230
5571 | East Bay Municipal Util Dist | 57696 | Power Generation Station (PGS) 2 | 2020 Wake Ave. | Oakland | CA | 94607 | Alameda | 37.8258 | -122.2961 | WECC | CISO | California Independent System Operator | Wastewater | 22132 | RE | 5 | Commercial CHP |  | N |  | Y | QF11-412 | N |  | N | X |  | Pacific Gas & Electric Co | 14328 | CA | 12.5
57022 | Solar Power Inc. | 57697 | Aerojet I | Aerojet Rd & White Rock Rd | Rancho Cordova | CA | 95670 | Sacramento | 38.6135 | -121.1629 | WECC | CISO | California Independent System Operator |  | 22 | NR | 2 | IPP Non-CHP |  | N |  | N |  | N |  |  | X |  | Southern California Edison Co | 17609 | CA | 12.47
57022 | Solar Power Inc. | 57698 | Aerojet II | Aerojet Rd & White Rock Rd | Rancho Cordova | CA | 95670 | Sacramento | 38.6086 | -121.1703 | WECC | CISO | California Independent System Operator |  | 22 | NR | 2 | IPP Non-CHP |  | N |  | N |  | N |  |  | X |  | Southern California Edison Co | 17609 | CA | 12.47
57021 | FRV AE Solar LLC | 57699 | Webberville Solar Project | 18580 FM 969 | Manor | TX | 78653 | Travis | 30.2385 | -97.5088 | TRE | ERCO | Electric Reliability Council of Texas, Inc. |  | 22 | NR | 2 | IPP Non-CHP | N | N |  | N |  | N |  | N | X |  | Austin Energy | 1015 | TX | 138
57024 | Vasco Winds, LLC | 57700 | Vasco Winds | 6185 Industrial Way | Livermore | CA | 94550 | Contra Costa | 37.7908 | -121.7181 | WECC | CISO | California Independent System Operator |  | 22 | NR | 2 | IPP Non-CHP |  | N |  | N |  | N |  |  | X |  | Pacific Gas & Electric Co | 14328 | CA | 230
57026 | NextEra Energy Montezuma Wind II, LLC | 57701 | Montezuma Wind II | 6700 Birds Landing Road | Birds Landing | CA | 94512 | Solano | 38.1167 | -121.8219 | WECC | CISO | California Independent System Operator |  | 22 | NR | 2 | IPP Non-CHP |  | N |  | N |  | N |  |  | X |  | Pacific Gas & Electric Co | 14328 | CA | 230
57027 | Signal Hill Petroleum, Inc | 57702 | Signal Hill West Unit | 1215 E. 29th St. | Signal Hill | CA | 90755 | Los Angeles | 33.8112 | -118.1756 | WECC | CISO | California Independent System Operator |  | 211 | NR | 6 | Industrial Non-CHP |  | N |  | N |  | N |  | N | X |  | Southern California Edison Co | 17609 | CA | 12
56771 | Black Hills Service Company LLC | 57703 | Cheyenne Prairie Generating Station | 6711 HR Ranch Road | Cheyenne | WY | 82007 | Laramie | 41.1236 | -104.72 | WECC | WACM | Western Area Power Administration - Rocky Mountain Region | City of Cheyenne WY | 22 | RE | 1 | Electric Utility |  | N |  | N |  | N |  | N | X |  | Cheyenne Light Fuel & Power Co | 3461 | WY | 115 |  |  | Cheyenne Light Fuel & Power - 12" Prairie Line
57028 | West Butte Wind Power LLC | 57704 | West Butte Wind Power Project | Northeast of the intersection | Prineville | OR | 97754 | Crook | 43.9642 | -120.8122 | WECC | BPAT | Bonneville Power Administration |  | 22 | NR | 2 | IPP Non-CHP | N | N |  | N |  | N |  |  | X |  | Bonneville Power Administration | 1738 | OR | 115
57029 | Blue Water Renewables Inc | 57706 | Blue Water Renewables Inc | 6797 Smiths Creek Road | Kimball Township | MI | 48074 | St Clair | 42.9158 | -82.5945 | RFC | MISO | Midcontinent Independent Transmission System Operator, Inc.. | n/a | 22 | NR | 2 | IPP Non-CHP |  | N |  | Y | QF11-145 | N |  | N | X |  | DTE Electric Company | 5109 | MI | 41.56
57030 | Mesquite Solar 1, LLC | 57707 | Mesquite Solar 1 | 39903 W. Elliot Road | Tonopah | AZ | 85354 | Maricopa | 33.3418 | -112.904 | WECC | SRP | Salt River Project |  | 22 | NR | 2 | IPP Non-CHP |  | N |  | N |  | Y | 11-116 |  | X |  | Salt River Project | 16572 | AZ | 500
57170 | EDF Renewable Asset Holdings, Inc. | 57708 | Catalina Solar LLC | 1232 Catalina rd | Rosamond | CA | 93560 | Kern | 34.9383 | -118.3345 | WECC | CISO | California Independent System Operator |  | 22 | NR | 2 | IPP Non-CHP |  | N |  | N |  | N |  |  | X |  | Southern California Edison Co | 17609 | CA | 220
56983 | Gibson County Generation LLC | 57709 | Gibson County Generation Station | Old Rutherford-Kenton Road | Gibson | TN | 38233 | Gibson | 36.2611 | -89.0219 | SERC | TVA | Tennessee Valley Authority | Wells | 22 | NR | 2 | IPP Non-CHP |  | N |  | N |  | N |  |  | X |  | Tennessee Valley Authority | 18642 | TN | 161 |  |  | TGT
57031 | Beacon Power LLC | 57710 | Stephentown Spindle | 99 Grange Hall Road | Stephentown | NY | 12168 | Rensselaer | 42.5565 | -73.3775 | NPCC | NYIS | New York Independent System Operator |  | 22 | NR | 2 | IPP Non-CHP |  | N |  | N |  | Y | EG10-41-000 |  | X |  | New York State Elec & Gas Corp | 13511 | NY | 115
57031 | Beacon Power LLC | 57711 | Beacon Power Flywheel System 1 | 65 Middlesex Rd | Tyngsboro | MA | 1879 | Middlesex | 42.6617 | -71.405 | NPCC | ISNE | ISO New England Inc. |  | 22 | NR | 2 | IPP Non-CHP |  | N |  | N |  | N |  |  | X |  | Massachusetts Electric Co | 11804 | MA | 13.2
57031 | Beacon Power LLC | 57712 | Beacon Power Flywheel System 2 | 65 Middlesex Rd | Tyngsboro | MA | 1879 | Middlesex | 42.6617 | -71.405 | NPCC | ISNE | ISO New England Inc. |  | 22 | NR | 2 | IPP Non-CHP |  | N |  | N |  | N |  |  | X |  | Massachusetts Electric Co | 11804 | MA | 22.9
57032 | UTAS Aerostructures | 57713 | Rohr Inc, a UTC Aerospace Systems Company | 833 G Street | Chula Vista | CA | 91910 | San Diego | 32.6325 | -117.0997 | WECC | CISO | California Independent System Operator | Municipality | 336 | NR | 7 | Industrial CHP |  | Y | 15-035-000 | N |  | N |  | N | X |  | San Diego Gas & Electric Co | 16609 | CA | 12 |  |  | San Diego Gas & Electric (SDG&E)
57033 | City of Palo Alto | 57714 | City of Palo Alto | 3201 East Bayshore Road | Palo Alta | CA | 94303 | Santa Clara | 37.4383 | -122.1094 | WECC | CISO | California Independent System Operator | Municipality | 22 | RE | 1 | Electric Utility |  | N |  | N |  | N |  |  | X |  | City of Palo Alto - (CA) | 14401 | CA | 12 |  |  | City of Palo Alto
57034 | Watkins Manufacturing Corporation | 57715 | Watkins Manufacturing Co. | 1280 Park Center Dr | San Diego | CA | 92081 | San Diego | 33.1438 | -117.2369 | SPP | CISO | California Independent System Operator |  | 339 | NR | 6 | Industrial Non-CHP |  | N |  | N |  | N |  | N | X |  | San Diego Gas & Electric Co | 16609 | CA | 50 |  |  | Sempra Pipeline
57031 | Beacon Power LLC | 57716 | Hazle Spindle | Site 30A Humboldt Industrial P | Hazel Towhship | PA | 18202 | Luzerne | 40.9495 | -76.0474 | RFC | PJM | PJM Interconnection, LLC |  | 22 | NR | 2 | IPP Non-CHP |  | N |  | N |  | N |  |  | X |  | PPL Electric Utilities Corp | 14715 | PA | 69
24211 | Tucson Electric Power Co | 57717 | UASTP II | 9070 S. Rita Rd. | Tucson | AZ | 85747 | Pima | 32.097 | -110.8106 | WECC | TEPC | Tucson Electric Power Company |  | 22 | RE | 1 | Electric Utility | X | N |  | N |  | N |  | N | X |  | Tucson Electric Power Co | 24211 | AZ | 13.8
11806 | Massachusetts Mun Wholes Electric Co | 57721 | Berkshire Wind Power Project | 108 Brodie Mountain Rd | Lanesboro | MA | 1224 | Berkshire | 42.5867 | -73.275 | NPCC | ISNE | ISO New England Inc. |  | 22 | RE | 1 | Electric Utility |  | N |  | N |  | N |  | N | X |  | Western Massachusetts Electric Company | 20455 | MA | 23
57022 | Solar Power Inc. | 57722 | North Palm Springs 4A | 19th Ave and Karen Rd | Palm Springs | CA | 92240 | Riverside | 33.9097 | -116.5625 | WECC | CISO | California Independent System Operator |  | 22 | NR | 2 | IPP Non-CHP |  | N |  | Y | QF11-478-000 | N |  |  | X |  | Southern California Edison Co | 17609 | CA | 34.5
56976 | Constellation Solar New Jersey II, LLC | 57723 | Johnson Matthey, Inc. Solar | 240 Mantua Grove Road | Paulsboro | NJ | 8066 | Gloucester | 39.8253 | -75.2197 | RFC | PJM | PJM Interconnection, LLC |  | 22 | NR | 2 | IPP Non-CHP |  | N |  | Y | QF11-267 | N |  |  | X |  | Public Service Elec & Gas Co | 15477 | NJ | 13.2
15477 | Public Service Elec & Gas Co | 57724 | NJMC Landfill | 932 Bellville Turnpike NJMC 1A | Kearny | NJ | 7032 | Hudson | 40.7508 | -74.11 | RFC | PJM | PJM Interconnection, LLC |  | 22 | RE | 1 | Electric Utility |  | N |  | N |  | N |  | N | X |  | Public Service Elec & Gas Co | 15477 | NJ | 138
57170 | EDF Renewable Asset Holdings, Inc. | 57725 | Shiloh IV Wind Project LLC | 6523 Montezuma Hills Rd | Birds Landing | CA | 94512 | Solano | 38.1375 | -121.8553 | WECC | CISO | California Independent System Operator |  | 22 | NR | 2 | IPP Non-CHP |  | N |  | N |  | N |  |  | X |  | Pacific Gas & Electric Co | 14328 | CA | 230
15477 | Public Service Elec & Gas Co | 57726 | Summit Associates | 45 Fernwood Ave. & 110 Fieldcr | Edison | NJ | 8818 | Middlesex | 40.5003 | -74.3536 | RFC | PJM | PJM Interconnection, LLC |  | 22 | RE | 1 | Electric Utility | N | N |  | N |  | N |  | N | X |  | Public Service Elec & Gas Co | 15477 | NJ | 138
15477 | Public Service Elec & Gas Co | 57727 | BlackRock-Matrix | 140 Docks Corner Rd. | South Brunswick | NJ | 8810 | Middlesex | 40.3622 | -74.4797 | RFC | PJM | PJM Interconnection, LLC |  | 22 | RE | 1 | Electric Utility |  | N |  | N |  | N |  | N | X |  | Public Service Elec & Gas Co | 15477 | NJ | 138
15477 | Public Service Elec & Gas Co | 57728 | Mill Creek Solar | 600 Irick Road | Burlington | NJ | 8016 | Burlington | 40.0314 | -74.8247 | RFC | PJM | PJM Interconnection, LLC |  | 22 | RE | 1 | Electric Utility | N | N |  | N |  | N |  | N | X |  | Public Service Elec & Gas Co | 15477 | NJ | 230
27075 | San Diego County Water Auth | 57729 | Lake Hodges Hydroelectric Facility | 18963 Lake Drive | Escondido | CA | 92029 | San Diego | 33.0586 | -117.1194 | WECC | CISO | California Independent System Operator | Lake Hodges | 22 | RE | 1 | Electric Utility |  | N |  | N |  | Y | 62236 | N | X |  | San Diego Gas & Electric Co | 16609 | CA | 69
11208 | Los Angeles Department of Water & Power | 57730 | Lopez Canyon | 11950 Lopez Canyon Rd | Los Angeles | CA | 91342 | Los Angeles | 34.2926 | -118.3898 | WECC | LDWP | Los Angeles Department of Water and Power |  | 22 | NR | 2 | IPP Non-CHP |  | N |  | N |  | N |  |  | X |  | Los Angeles Department of Water & Power | 11208 | CA | 34.5
57046 | University of Minnestoa Morris Campus | 57732 | UMM Wind Turbine | .608 County Highway 10 | Morris | MN | 56267 | Stevens | 45.5897 | -95.877 | MRO | MISO | Midcontinent Independent Transmission System Operator, Inc.. |  | 611 | NR | 4 | Commercial Non-CHP | N | N |  | N |  | N |  | N | X |  | Otter Tail Power Co | 14232 | MN | 12.5
57044 | Constellation Solar New Jersey, LLC | 57733 | Benjamin Moore & Co. Solar | 360 US Route 206 | Mount Olive | NJ | 7828 | Morris | 40.8256 | -74.7147 | RFC | PJM | PJM Interconnection, LLC |  | 441 | NR | 4 | Commercial Non-CHP | Y | N |  | Y | WF11-270 | N |  |  | X |  | Jersey Central Power & Lt Co | 9726 | NJ | 12.47
57049 | NFI Solar LLC | 57734 | Cherry Hill | 1515 Burnt Mill Rd | Cherry Hill | NJ | 8003 | Camden | 39.8761 | -75.0086 | RFC | PJM | PJM Interconnection, LLC |  | 22 | NR | 2 | IPP Non-CHP |  | N |  | Y | ER10-904 | N |  |  | X |  | Public Service Elec & Gas Co | 15477 | NJ | 13.2
57047 | BioFuels Point Loma LLC | 57735 | UCSD Fuel Cell Plant | 9400 Gilman Drive | San Diego | CA | 92093 | San Diego | 32.8772 | -117.2347 | WECC | CISO | California Independent System Operator | City of San Diego | 22 | NR | 2 | IPP Non-CHP |  | N |  | N |  | N |  |  | X |  | San Diego Gas & Electric Co | 16609 | CA | 12.5 |  |  | San Diego Gas & Electric Co
57055 | SunE SPS1, LLC | 57736 | SPS1 Dollarhide | Willis Road | Jal | NM | 88252 | Lea | 32.1274 | -103.1378 | WECC | SWPP | Southwest Power Pool |  | 22 | NR | 2 | IPP Non-CHP | X | N |  | Y | QF11-384-000 | N |  |  | X |  | Southwestern Public Service Co | 17718 | NM | 12.5
57056 | SunE SPS2, LLC | 57737 | SPS2 Jal | 74 Flying E Road | Jal | NM | 88252 | Lea | 32.1836 | -103.1831 | WECC | SWPP | Southwest Power Pool |  | 22 | NR | 2 | IPP Non-CHP | X | N |  | Y | QF11-385-000 | N |  |  | X |  | Southwestern Public Service Co | 17718 | NM | 12.5
57057 | SunE SPS3, LLC | 57738 | SPS3 Lea | NM Highway 176 | Eunicel | NM | 88231 | Lea | 32.4697 | -103.3233 | WECC | SWPP | Southwest Power Pool |  | 22 | NR | 2 | IPP Non-CHP | X | N |  | Y | QF12-95-000 | N |  |  | X |  | Southwestern Public Service Co | 17718 | NM | 12.5
57059 | SunE SPS4, LLC | 57739 | SPS4 Monument | Maddox Road | Monument | NM | 88240 | Lea | 32.6819 | -103.3036 | WECC | SWPP | Southwest Power Pool |  | 22 | NR | 2 | IPP Non-CHP | X | N |  | Y | QF12-96-000 | N |  |  | X |  | Southwestern Public Service Co | 17718 | NM | 12.4
57058 | SunE SPS5, LLC | 57740 | SPS5 Hopi | 800 W. Derrick Road | Carlsbad | NM | 88220 | Eddy | 32.3456 | -104.2347 | WECC | SWPP | Southwest Power Pool |  | 22 | NR | 2 | IPP Non-CHP | X | N |  | Y | QF11-510-000 | N |  |  | X |  | Southwestern Public Service Co | 17718 | NM | 12.4
57054 | Suzlon Project VIII LLC | 57741 | Suzlon Project VIII LLC | 4495 FM 722 | Channing | TX | 79018 | Hartley | 35.75 | -102.28 | TRE | SWPP | Southwest Power Pool |  | 22 | NR | 2 | IPP Non-CHP | N | N |  | Y | 08-65-000 | N |  | N | X |  | Southwestern Public Service Co | 17718 | TX | 34.5
57049 | NFI Solar LLC | 57742 | Vineland Headquarters | 71 W Park Avenue | Vineland | NJ | 8360 | Cumberland | 39.4903 | -75.0374 | RFC | PJM | PJM Interconnection, LLC |  | 22 | NR | 2 | IPP Non-CHP |  | N |  | Y | ER10-904 | N |  |  | X |  | Public Service Elec & Gas Co | 15477 | NJ | 13.2
57022 | Solar Power Inc. | 57743 | North Palm Springs 1A | Dillon Rd & Worsley Rd | Palm Springs | CA | 92240 | Riverside | 33.9242 | -116.5933 | WECC | CISO | California Independent System Operator |  | 22 | NR | 2 | IPP Non-CHP |  | N |  | Y | QF11-477-000 | N |  |  | X |  | Southern California Edison Co | 17609 | CA | 34.5
57053 | Laurel Wind Energy LLC | 57744 | Laurel Hill Wind | 1464 Marshall Road | Roaring Branch | PA | 17765 | Lycoming | 41.5323 | -77.0296 | RFC | PJM | PJM Interconnection, LLC |  | 22 | NR | 2 | IPP Non-CHP |  | N |  | N |  | N |  |  | X |  | Pennsylvania Electric Co | 14711 | PA | 230
57044 | Constellation Solar New Jersey, LLC | 57745 | The City of Vineland at West Vineland | 1776 South Mill Rd. | Vineland | NJ | 8360 | Cumberland | 39.4624 | -75.07 | RFC | PJM | PJM Interconnection, LLC |  | 22 | NR | 2 | IPP Non-CHP | Y | N |  | N |  | N |  |  | X |  | City of Vineland - (NJ) | 19856 | NJ | 12.47
57044 | Constellation Solar New Jersey, LLC | 57746 | The City of Vineland at North Vineland | 1310 North Main Rd. | Vineland | NJ | 8360 | Cumberland | 39.505 | -74.9977 | RFC | PJM | PJM Interconnection, LLC |  | 22 | NR | 2 | IPP Non-CHP | Y | N |  | N |  | N |  |  | X |  | City of Vineland - (NJ) | 19856 | NJ | 12.47
57052 | NRG Solar Arrowhead LLC | 57747 | FedEx Field Solar Facility | 1600 FedEx Way | Landover | MD | 20785 | Prince Georges | 38.9078 | -76.8644 | RFC | PJM | PJM Interconnection, LLC |  | 22 | NR | 2 | IPP Non-CHP |  | N |  | Y | 11-469 | N |  |  | X |  | Potomac Electric Power Co | 15270 | MD | 48
57042 | Gordon Butte Wind LLC | 57748 | Gordon Butte Wind LLC | 45 John Sears Road | Martinsdale | MT | 59053 | Meagher | 46.4119 | -110.3378 | WECC | NWMT | NorthWestern Energy (NWMT) |  | 22 | NR | 2 | IPP Non-CHP | N | N |  | Y | 07-74-000 | N |  |  | X |  | NorthWestern Energy LLC - (MT) | 12825 | MT | 100
57041 | Idaho Winds LLC | 57749 | Sawtooth Wind Project | 5420 W Wicher Road | Glenns Ferry | ID | 83623 | Elmore | 42.9822 | -115.3933 | WECC | IPCO | Idaho Power Company |  | 22 | NR | 2 | IPP Non-CHP | N | N |  | Y | 05-53-003, 05-53-002 | N |  | N | X |  | Idaho Power Co | 9191 | ID | 138
57049 | NFI Solar LLC | 57750 | Maple Solar | 2363 Maple Avenue | Vineland | NJ | 8361 | Cumberland | 39.4875 | -74.9808 | RFC | PJM | PJM Interconnection, LLC |  | 22 | NR | 2 | IPP Non-CHP |  | N |  | Y | ER10-904 | N |  |  | X |  | Public Service Elec & Gas Co | 15477 | NJ | 13.2
57063 | Los Vientos Wind 1A, LLC | 57751 | Los Vientos Wind 1A | 4545 FM 507 | Sebastian | TX | 78594 | Cameron | 26.3307 | -97.5857 | TRE | ERCO | Electric Reliability Council of Texas, Inc. |  | 22 | NR | 2 | IPP Non-CHP |  | N |  | N |  | N |  |  | X |  | AEP Texas Central Company | 3278 | TX | 138
57064 | Los Vientos Wind 1B, LLC | 57752 | Los Vientos Wind 1B | 4545 FM 507 | Sebastian | TX | 78594 | Cameron | 26.3489 | -97.6668 | TRE | ERCO | Electric Reliability Council of Texas, Inc. |  | 22 | NR | 2 | IPP Non-CHP |  | N |  | N |  | N |  |  | X |  | AEP Texas Central Company | 3278 | TX | 138
56995 | Sacramento PV Energy, LLC | 57753 | SMUD at Lawrence | 6150 Point Pleasant Road | Elk Grove | CA | 95757 | Sacramento | 38.3389 | -121.4313 | WECC | BANC | Balancing Authority of Northern California |  | 22 | NR | 2 | IPP Non-CHP |  | N |  | Y | QF11-331 | N |  |  | X |  | Sacramento Municipal Util Dist | 16534 | CA | 12.47
57051 | Frederick County Virginia | 57754 | Frederick County LFGTE Facility | 280 Landfill Road | Winchester | VA | 22602 | Frederick | 39.1408 | -78.0975 | SERC | PJM | PJM Interconnection, LLC |  | 562212 | NR | 4 | Commercial Non-CHP |  | N |  | N |  | N |  | N | X |  | Rappahannock Electric Coop | 40228 | VA | 12.5
57050 | TPW Petersburg LLC | 57755 | TPW Petersburg | 2460 State Highway Road 32 | Petersburg | NE | 68652 | Boone | 41.8646 | -97.9612 | MRO | SWPP | Southwest Power Pool |  | 22 | NR | 2 | IPP Non-CHP |  | N |  | Y | 07-310-001 | Y | 11-114-000 |  | X |  | Nebraska Public Power District | 13337 | NE | 115
57066 | Coastal Community Action Program | 57756 | Coastal Energy Project | 117 East Third St | Aberdeen | WA | 98520 | Grays Harbor | 46.7936 | -124.0654 | WECC | BPAT | Bonneville Power Administration |  | 22 | NR | 2 | IPP Non-CHP | N | N |  | N |  | N |  | N | X |  | PUD No 1 of Grays Harbor County | 7548 | WA | 12.47
57170 | EDF Renewable Asset Holdings, Inc. | 57757 | Pacific Wind LLC | 4551 170th Street West | Rosamond | CA | 93560 | Kern | 34.8914 | -118.4325 | WECC | CISO | California Independent System Operator |  | 22 | NR | 2 | IPP Non-CHP |  | N |  | N |  | N |  |  | X |  | Southern California Edison Co | 17609 | CA | 345
57065 | Constellation Solar Horizons LLC | 57758 | Mount Saint Mary's | 16300 Old Emmitsburg Road | Emmitsburg | MD | 21727 | Frederick | 39.675 | -77.345 | RFC | PJM | PJM Interconnection, LLC |  | 22 | NR | 2 | IPP Non-CHP |  | N |  | Y | QF10-586 | N |  |  | X |  | The Potomac Edison Company | 15263 | MD | 34
59936 | Georgia-Pacific Consumer Products (Camas) LLC | 57759 | Consumer Products (Camas) LLC | 401 NE Adams St | Camas | WA | 98607 | Clark | 45.5847 | -122.4056 | WECC | PACW | PacifiCorp - West | Columbia River | 322 | NR | 7 | Industrial CHP |  | N |  | N |  | N |  | Y | Y | OP | PacifiCorp | 14354 | WA | 69 |  |  | Williams Northwest Pipeline
57068 | Power County Wind Park South LLC | 57760 | Power County Wind Park South | Garden Road | American Falls | ID | 83211 | Power | 42.7033 | -112.7578 | WECC | PACE | PacifiCorp - East |  | 22 | NR | 2 | IPP Non-CHP | N | N |  | Y | QF10-349-000 | N |  | N | X |  | PacifiCorp | 14354 | ID | 230
57069 | Power County Wind Park North LLC | 57761 | Power County Wind Park North | Garden Road | American Falls | ID | 83211 | Power | 42.7389 | -112.7486 | WECC | PACE | PacifiCorp - East |  | 22 | NR | 2 | IPP Non-CHP | N | N |  | Y | QF10-350-000 | N |  |  | X |  | PacifiCorp | 14354 | ID | 230
58143 | Cimarron Wind Energy LLC | 57762 | Cimarron Wind Energy LLC | 10001 19 Road | Cimmaron | KS | 67384 | Gray | 37.8739 | -100.2803 | SPP | SWPP | Southwest Power Pool |  | 22 | NR | 2 | IPP Non-CHP |  | N |  | N |  | N |  |  | X |  | Tennessee Valley Authority | 18642 | TN | 345
17470 | PUD 1 of Snohomish County | 57763 | Youngs Creek Hydroelectric Project | 21632 Youngs River Truck Trail | Monroe | WA | 98272 | Snohomish | 47.7916 | -121.8 | WECC | BPAT | Bonneville Power Administration | Youngs Creek | 22 | RE | 1 | Electric Utility |  | N |  | N |  | N |  |  | X |  | PUD 1 of Snohomish County | 17470 | WA | 12.47
57073 | Solar Star California XV, LLC | 57764 | Naval Air Weapons Station China Lake | 101-115 E Inyokern Rd | Ridgecrest | CA | 93555 | Kern | 35.6877 | -117.6814 | WECC | CISO | California Independent System Operator |  | 928 | NR | 4 | Commercial Non-CHP | N | N |  | N |  | N |  | N | X |  | Southern California Edison Co | 17609 | CA | 34.5
58863 | Main Street Power | 57765 | Arizona Western College PV | 2020 S. Avenue 8E | Yuma | AZ | 85365 | Yuma | 32.6878 | -114.4961 | WECC | AZPS | Arizona Public Service Company |  | 22 | NR | 2 | IPP Non-CHP |  | N |  | Y | QF12-41-000 | N |  |  | X |  | Arizona Public Service Co | 803 | AZ | 12
57075 | Ridgeline Energy LLC | 57766 | Rockland Wind Farm | 3426 Harvest Lane | American Falls | ID | 83211 | Power | 42.6747 | -112.9019 | WECC | IPCO | Idaho Power Company |  | 22 | NR | 2 | IPP Non-CHP |  | N |  | Y | 10-574 | Y | 11-69-000 | N | X |  | Idaho Power Co | 9191 | ID | 138
57077 | Adams Electric Cooperative | 57767 | Brown County Wind Turbine | 910 1100E | Mount Sterling | IL | 62353 | Brown | 39.9733 | -90.6992 | SERC | MISO | Midcontinent Independent Transmission System Operator, Inc.. |  | 22 | RE | 1 | Electric Utility | X | N |  | N |  | N |  | N | X |  | Adams Electric Coop | 97 | IL | 12.47
57078 | Ecogy Pennsylvania Systems LLC | 57768 | Longwood Gardens | 1000 E. Baltimore Pike | Kennett Square | PA | 19348 | Chester | 39.8667 | -75.6678 | RFC | PJM | PJM Interconnection, LLC |  | 22 | NR | 2 | IPP Non-CHP |  | N |  | N |  | N |  | N | X |  | PECO Energy Co | 14940 | PA | 34.5
55963 | AE Power Services LLC | 57769 | Mehoopany Wind Energy LLC | 1250 Fire Tower Road | Noxen | PA | 18636 | Wyoming | 41.4206 | -76.0492 | RFC | PJM | PJM Interconnection, LLC |  | 22 | NR | 2 | IPP Non-CHP |  | N |  | N |  | N |  | N | X |  | Pennsylvania Electric Co | 14711 | PA | 115
57047 | BioFuels Point Loma LLC | 57770 | South Bay Fuel Cell Plant | 2411 Dairy Mart Road | San Diego | CA | 92154 | San Diego | 32.5433 | -117.0678 | WECC | CISO | California Independent System Operator |  | 22 | NR | 2 | IPP Non-CHP |  | N |  | N |  | N |  |  | X |  | San Diego Gas & Electric Co | 16609 | CA | 12.5 |  |  | San Diego Gas & Electric
57079 | Ameresco Butte County LLC | 57771 | Ameresco Butte County | 1023 Neal Rd | Paradise | CA | 95954 | Butte | 39.674 | -121.73 | WECC | CISO | California Independent System Operator |  | 22 | NR | 2 | IPP Non-CHP |  | N |  | Y | 12-274-000 | N |  | N | X |  | Pacific Gas & Electric Co | 14328 | CA | 60
57081 | WGL Energy Systems, Inc | 57772 | Perdue Bridgeville Photovoltaic | 16447 Adams Road | Bridgeville | DE | 19933 | Sussex | 38.7577 | -75.602 | RFC | PJM | PJM Interconnection, LLC |  | 22 | NR | 2 | IPP Non-CHP |  | N |  | N |  | N |  |  | X |  | Delmarva Power | 5027 | DE | 12.47
58315 | SSA Solar of CA 2 LLC | 57773 | Palo Verde College | 1 College Drive | Blythe | CA | 92225 | Riverside | 33.6617 | -114.6517 | WECC | CISO | California Independent System Operator |  | 611 | NR | 4 | Commercial Non-CHP | Y | N |  | N |  | N |  | N | X |  | Southern California Edison Co | 17609 | CA | 12
11556 | Brookfield Energy Marketing LP | 57774 | Windstar 1 | 13949 Cameron Road | Tehachapi | CA | 93561 | Kern | 35.0542 | -118.3547 | WECC | CISO | California Independent System Operator |  | 22 | NR | 2 | IPP Non-CHP |  | N |  | N |  | N |  |  | X |  | Southern California Edison Co | 17609 | CA | 230
11556 | Brookfield Energy Marketing LP | 57775 | Kingman 1 | 2525 Old Trails Road | Kingman | AZ | 86401 | Mohave | 35.1458 | -114.0675 | WECC | AZPS | Arizona Public Service Company |  | 22 | NR | 2 | IPP Non-CHP |  | N |  | Y | Submission ID 262139 | N |  |  | X |  | UNS Electric, Inc | 19728 | AZ | 69
58316 | SSA Solar of NJ LLC | 57776 | FedEx Woodbridge | 6000 Riverside Dr | Keasbey | NJ | 8832 | Middlesex | 40.5064 | -74.3235 | RFC | PJM | PJM Interconnection, LLC |  | 22 | NR | 2 | IPP Non-CHP |  | N |  | N |  | N |  |  | X |  | Public Service Elec & Gas Co | 15477 | NJ | 480
57087 | RE Dillard LLC | 57777 | RE Dillard 1 | 7786 Dillard Rd | Sloughhouse | CA | 95693 | Sacramento | 38.4686 | -121.1819 | WECC | BANC | Balancing Authority of Northern California |  | 22 | NR | 2 | IPP Non-CHP |  | N |  | Y | QF11-429-000 | N |  |  | X |  | Sacramento Municipal Util Dist | 16534 | CA | 69
57090 | RE Kammerer LLC | 57778 | RE Kammerer 1 | 8224 Kammerer Rd | Elk Grove | CA | 95757 | Sacramento | 38.3651 | -121.3811 | WECC | BANC | Balancing Authority of Northern California |  | 22 | NR | 2 | IPP Non-CHP |  | N |  | Y | QF11-433-000 | N |  |  | X |  | Sacramento Municipal Util Dist | 16534 | CA | 69
57087 | RE Dillard LLC | 57779 | RE Dillard 2 | 7786 Dillard Rd | Sloughhouse | CA | 95693 | Sacramento | 38.4661 | -121.1778 | WECC | BANC | Balancing Authority of Northern California |  | 22 | NR | 2 | IPP Non-CHP |  | N |  | Y | QF11-436-000 | N |  |  | X |  | Sacramento Municipal Util Dist | 16534 | CA | 69
57090 | RE Kammerer LLC | 57780 | RE Kammerer 2 | 8224 Kammerer Rd | Elk Grove | CA | 95757 | Sacramento | 38.3651 | -121.3811 | WECC | BANC | Balancing Authority of Northern California |  | 22 | NR | 2 | IPP Non-CHP |  | N |  | Y | QF11-434-000 | N |  |  | X |  | Sacramento Municipal Util Dist | 16534 | CA | 69
57087 | RE Dillard LLC | 57781 | RE Dillard 3 | 7786 Dillard Rd | Sloughhouse | CA | 95693 | Sacramento | 38.4619 | -121.1803 | WECC | BANC | Balancing Authority of Northern California |  | 22 | NR | 2 | IPP Non-CHP |  | N |  | Y | QF11-430-000 | N |  |  | X |  | Sacramento Municipal Util Dist | 16534 | CA | 69
57090 | RE Kammerer LLC | 57782 | RE Kammerer 3 | 8224 Kammerer Rd | Elk Grove | CA | 95757 | Sacramento | 38.3651 | -121.3811 | WECC | BANC | Balancing Authority of Northern California |  | 22 | NR | 2 | IPP Non-CHP |  | N |  | Y | QF11-435-000 | N |  |  | X |  | Sacramento Municipal Util Dist | 16534 | CA | 69
57093 | RE Bruceville LLC | 57783 | RE Bruceville 1 | 7334 Eschinger Road | Elk Grove | CA | 95757 | Sacramento | 38.3475 | -121.4128 | WECC | BANC | Balancing Authority of Northern California |  | 22 | NR | 2 | IPP Non-CHP |  | N |  | Y | QF11-437-000 | N |  |  | X |  | Sacramento Municipal Util Dist | 16534 | CA | 69
57093 | RE Bruceville LLC | 57784 | RE Bruceville 2 | 7334 Eschinger Road | Elk Grove | CA | 95757 | Sacramento | 38.3475 | -121.4128 | WECC | BANC | Balancing Authority of Northern California |  | 22 | NR | 2 | IPP Non-CHP |  | N |  | Y | QF11-432-000 | N |  |  | X |  | Sacramento Municipal Util Dist | 16534 | CA | 69
57093 | RE Bruceville LLC | 57785 | RE Bruceville 3 | 7334 Eschinger Road | Elk Grove | CA | 95757 | Sacramento | 38.3475 | -121.4128 | WECC | BANC | Balancing Authority of Northern California |  | 22 | NR | 2 | IPP Non-CHP |  | N |  | Y | QF11-428-000 | N |  |  | X |  | Sacramento Municipal Util Dist | 16534 | CA | 69
57101 | FC Landfill Energy | 57786 | FC Landfill Energy | 9031 Reichs Ford Road | Frederick | MD | 21704 | Frederick | 39.3678 | -77.3489 | RFC | PJM | PJM Interconnection, LLC |  | 22 | NR | 2 | IPP Non-CHP |  | N |  | N |  | N |  |  | X |  | First Electric Coop Corp | 6342 | AR | 13.2
55963 | AE Power Services LLC | 57787 | Flat Ridge 2 Wind Energy LLC | 7299 NE Ridge Road | Nashville | KS | 67112 | Harper | 37.3665 | -98.2611 | SPP | SWPP | Southwest Power Pool |  | 22 | NR | 2 | IPP Non-CHP |  | N |  | N |  | N |  | N | X |  | Westar Energy Inc | 22500 | KS | 345
57103 | US GSA Heating and Transmission | 57788 | US GSA Heating and Transmission | 325 13th Street SW | Washington | DC | 20407 | District of Columbia | 38.8857 | -77.0284 | RFC | PJM | PJM Interconnection, LLC |  | 22133 | NR | 5 | Commercial CHP |  | N |  | N |  | N |  | N | X |  | Potomac Electric Power Co | 15270 | DC | 13.8 |  |  | Washington Gas
57106 | Peak Power 1, LLC | 57789 | Peak Power 1 Cogen | One Penn Plaza | New York | NY | 10119 | New York | 40.7511 | -73.9917 | NPCC | NYIS | New York Independent System Operator |  | 53 | NR | 5 | Commercial CHP |  | N |  | N |  | N |  | N | X |  | Consolidated Edison Co-NY Inc | 4226 | NY | 480 |  |  | Consolidated Edison firm uninterrupted gas
57107 | RE Bagdad Solar 1 LLC | 57790 | RE Bagdad Solar I LLC | Terminus of Airport Road | Bagdad | AZ | 86321 | Yavapai | 34.5858 | -113.1772 | WECC | AZPS | Arizona Public Service Company |  | 22 | NR | 2 | IPP Non-CHP |  | N |  | Y | QF11-51-000 | N |  |  | X |  | Arizona Public Service Co | 803 | AZ | 12.47
56930 | Foundation HA Energy Generation, LLC | 57791 | Foundation AB | 3601 Busch Drive | Fairfield | CA | 94534 | Solano | 38.2322 | -122.0928 | WECC | CISO | California Independent System Operator |  | 22 | NR | 2 | IPP Non-CHP |  | N |  | Y | QF12-102 | N |  |  | X |  | Pacific Gas & Electric Co | 14328 | CA | 115
56930 | Foundation HA Energy Generation, LLC | 57792 | Foundation IE | 12811 Sixth Street | Rancho Cucamonga | CA | 91739 | San Bernardino | 34.0847 | -117.5294 | WECC | CISO | California Independent System Operator |  | 22 | NR | 2 | IPP Non-CHP |  | N |  | Y | QF12-104 | N |  |  | X |  | Southern California Edison Co | 17609 | CA | 12
57108 | The County of Sonoma | 57793 | Sonoma County Fuel Cell | 2680 Ventura Avenue | Santa Rosa | CA | 95403 | Sonoma | 38.4667 | -122.7234 | WECC | CISO | California Independent System Operator | Municipality | 921 | NR | 5 | Commercial CHP |  | N |  | N |  | N |  | N | X |  | Pacific Gas & Electric Co | 14328 | CA | 12 |  |  | Pacific Gas and Electric
57109 | St Joseph Energy Center LLC | 57794 | St Joseph Energy Center | Section 36 Township 38 North R | Olive Township | IN | 46552 | St Joseph | 41.699 | -86.4797 | RFC | PJM | PJM Interconnection, LLC | Wells, Municipality | 22 | NR | 2 | IPP Non-CHP |  | N |  | N |  | N |  | N | X |  | Indiana Michigan Power Co | 9324 | IN | 345 |  |  | N/A
57112 | RE Ajo 1 LLC | 57795 | RE Ajo 1 LLC | 100 Pipeline Road | Ajo | AZ | 85321 | Pima | 32.367 | -112.8314 | WECC | AZPS | Arizona Public Service Company |  | 22 | NR | 2 | IPP Non-CHP |  | N |  | Y | QF11-52-000 | N |  |  | X |  | Arizona Public Service Co | 803 | AZ | 69
57104 | Golden Springs Development Company LLC | 57796 | Golden Springs Building C-1 | 12816 Alder Drive | Santa Fe Springs | CA | 90670 | Los Angeles | 33.9142 | -118.0536 | WECC | CISO | California Independent System Operator |  | 22 | NR | 2 | IPP Non-CHP |  | N |  | N |  | N |  | N | X |  | Southern California Edison Co | 17609 | CA | 12
57104 | Golden Springs Development Company LLC | 57797 | Golden Springs Building D | 12935 Leffingwell Ave | Santa Fe Springs | CA | 90670 | Los Angeles | 33.9119 | -118.0522 | WECC | CISO | California Independent System Operator |  | 22 | NR | 2 | IPP Non-CHP |  | N |  | N |  | N |  | N | X |  | Southern California Edison Co | 17609 | CA | 12
57120 | OBP Cogen LLC | 57798 | OBP Cogen | One Bryant Park | New York | NY | 10036 | New York | 40.7549 | -73.9832 | RFC | NYIS | New York Independent System Operator |  | 53 | NR | 5 | Commercial CHP |  | N |  | N |  | N |  | N | X |  | Consolidated Edison Co-NY Inc | 4226 | NY | 13.8 |  |  | Con Edison
57113 | ISH Solar Central, LLC | 57799 | ISH Solar Central, LLC | 539 Forest Hills Parkway | Bayville | NJ | 8721 | Monmouth | 40.2675 | -74.2786 | RFC | PJM | PJM Interconnection, LLC |  | 22 | NR | 2 | IPP Non-CHP |  | N |  | Y | QF11-492-000 | N |  |  | X |  | Jersey Central Power & Lt Co | 9726 | NJ | 0.48
12647 | ALLETE, Inc. | 57800 | Bison 2 Wind Energy Center | 5198 30th St | New Salem | ND | 58563 | Morton | 46.98 | -101.5547 | MRO | MISO | Midcontinent Independent Transmission System Operator, Inc.. |  | 22 | RE | 1 | Electric Utility |  | N |  | N |  | N |  |  | X |  | ALLETE, Inc. | 12647 | MN | 230
12647 | ALLETE, Inc. | 57801 | Bison 3 Wind Energy Center | 5198 30th St | New Salem | ND | 58563 | Morton | 46.98 | -101.5547 | MRO | MISO | Midcontinent Independent Transmission System Operator, Inc.. |  | 22 | RE | 1 | Electric Utility |  | N |  | N |  | N |  |  | X |  | ALLETE, Inc. | 12647 | MN | 230
56215 | E ON Climate Renewables N America LLC | 57802 | Magic Valley Wind Farm I LLC | 12550 Pennington Road | San Perlita | TX | 78590 | Willacy | 26.4753 | -97.6911 | TRE | ERCO | Electric Reliability Council of Texas, Inc. |  | 22 | NR | 2 | IPP Non-CHP |  | N |  | N |  | Y | 12-41 |  | X |  | AEP Texas Central Company | 3278 | TX | 138
57122 | Lime Wind LLC | 57803 | Lime Wind | 28747 Langley Lane | Huntington | OR | 97907 | Baker | 44.3969 | -117.2719 | WECC | IPCO | Idaho Power Company |  | 22 | NR | 2 | IPP Non-CHP | N | N |  | N |  | N |  | N | X |  | Idaho Power Co | 9191 | OR | 12.47
57123 | Middlebury College Biomass | 57804 | Middlebury College | 84 South Service Road | Middlebury | VT | 5753 | Addison | 44.0075 | -73.1769 | NPCC | ISNE | ISO New England Inc. | Topwn of Middlebury | 611 | NR | 5 | Commercial CHP |  | N |  | N |  | N |  | Y | Y | OP | Green Mountain Power Corp | 7601 | VT | 12.47 |  |  | Vermont Gas Systems, Inc.
57124 | Nautilus Solar WPU LLC | 57805 | William Paterson University | 300 Pompton Road | Wayne | NJ | 7470 | Passaic | 40.9521 | -74.1955 | RFC | PJM | PJM Interconnection, LLC |  | 611 | NR | 4 | Commercial Non-CHP | Y | N |  | Y | 11-181-000 | N |  |  | X |  | Public Service Elec & Gas Co | 15477 | NJ | 480
57087 | RE Dillard LLC | 57806 | RE Dillard 4 | 7786 Dillard Road | Sloughhouse | CA | 95693 | Sacramento | 38.4619 | -121.1803 | WECC | BANC | Balancing Authority of Northern California |  | 22 | NR | 2 | IPP Non-CHP |  | N |  | Y | QF11-431-000 | N |  |  | X |  | Sacramento Municipal Util Dist | 16534 | CA | 69
56778 | Bloom Energy 2009 PPA | 57807 | Coca Cola American Canyon | 1201 Commerce Blvd | American Canyon | CA | 95403 | Napa | 38.1907 | -122.2751 | WECC | CISO | California Independent System Operator |  | 22 | NR | 2 | IPP Non-CHP |  | N |  | N |  | N |  | N | X |  | Pacific Gas & Electric Co | 14328 | CA | 0.48 |  |  | Pacifica Gas and Electric
57128 | Bloom Energy | 57808 | Lockheed Martin Sunnyvale | 1111 Lockheed Martin Way | Sunnyvale | CA | 94089 | Santa Clara | 37.4131 | -122.0281 | WECC | CISO | California Independent System Operator |  | 22 | NR | 2 | IPP Non-CHP |  | N |  | N |  | N |  |  | X |  | Pacific Gas & Electric Co | 14328 | CA | 115 |  |  | PG&E Citygate
57128 | Bloom Energy | 57809 | Franklin Templeton San Mateo | One Franklin Partkway | San Mateo | CA | 94403 | San Mateo | 37.5425 | -122.2928 | WECC | CISO | California Independent System Operator |  | 22 | NR | 2 | IPP Non-CHP |  | N |  | N |  | N |  |  | X |  | Pacific Gas & Electric Co | 14328 | CA | 12.47 |  |  | PG&E Citygate
57128 | Bloom Energy | 57811 | Adobe San Jose | 321 Park Ave | San Jose | CA | 95113 | Santa Clara | 37.3306 | -121.8931 | WECC | CISO | California Independent System Operator |  | 22 | NR | 2 | IPP Non-CHP |  | N |  | N |  | N |  |  | X |  | Pacific Gas & Electric Co | 14328 | CA | 12 |  |  | PG&E Citygate
57127 | GL Wind LLC | 57813 | GL Wind | 23978 Rupprechts Valley Road | Lewiston | MN | 55952 | Winona | 43.9917 | -91.8778 | MRO | MISO | Midcontinent Independent Transmission System Operator, Inc.. |  | 22 | NR | 2 | IPP Non-CHP |  | N |  | N |  | N |  | N | X |  | ITC Midwest LLC | 56161 |  | 69
57130 | Janssen Pharmaceutical Co | 57815 | Titusville Solar | Trenton and Harbourton | Titusville | NJ | 8560 | Mercer | 40.2928 | -74.8472 | NPCC | PJM | PJM Interconnection, LLC |  | 541 | NR | 4 | Commercial Non-CHP | Y | N |  | N |  | N |  | N | X |  | Public Service Elec & Gas Co | 15477 | NJ | 26
57114 | RE McKenzie LLC | 57816 | RE McKenzie 1 | 12498 McKenzie Rd | Galt | CA | 95632 | Sacramento | 38.3026 | -121.2958 | WECC | BANC | Balancing Authority of Northern California |  | 22 | NR | 2 | IPP Non-CHP |  | N |  | Y | 11-438-000 | N |  |  | X |  | Sacramento Municipal Util Dist | 16534 | CA | 69
57114 | RE McKenzie LLC | 57817 | RE McKenzie 2 | 12498 McKenzie Rd | Galt | CA | 95632 | Sacramento | 38.3026 | -121.2958 | WECC | BANC | Balancing Authority of Northern California |  | 22 | NR | 2 | IPP Non-CHP |  | N |  | Y | 11-444-000 | N |  |  | X |  | Sacramento Municipal Util Dist | 16534 | CA | 69
57114 | RE McKenzie LLC | 57818 | RE McKenzie 3 | 12498 McKenzie Rd | Galt | CA | 95632 | Sacramento | 38.3026 | -121.2958 | WECC | BANC | Balancing Authority of Northern California |  | 22 | NR | 2 | IPP Non-CHP |  | N |  | Y | 11-439-000 | N |  |  | X |  | Sacramento Municipal Util Dist | 16534 | CA | 69
57114 | RE McKenzie LLC | 57819 | RE McKenzie 4 | 12498 McKenzie Rd | Galt | CA | 95632 | Sacramento | 38.3026 | -121.2958 | WECC | BANC | Balancing Authority of Northern California |  | 22 | NR | 2 | IPP Non-CHP |  | N |  | Y | 11-440-000 | N |  |  | X |  | Sacramento Municipal Util Dist | 16534 | CA | 69
57114 | RE McKenzie LLC | 57820 | RE McKenzie 5 | 12498 McKenzie Rd | Galt | CA | 95632 | Sacramento | 38.3026 | -121.2958 | WECC | BANC | Balancing Authority of Northern California |  | 22 | NR | 2 | IPP Non-CHP |  | N |  | Y | 11-441-000 | N |  |  | X |  | Sacramento Municipal Util Dist | 16534 | CA | 69
57114 | RE McKenzie LLC | 57821 | RE McKenzie 6 | 12498 McKenzie Rd | Galt | CA | 95632 | Sacramento | 38.3026 | -121.2958 | WECC | BANC | Balancing Authority of Northern California |  | 22 | NR | 2 | IPP Non-CHP |  | N |  | Y | 11-442-000 | N |  |  | X |  | Sacramento Municipal Util Dist | 16534 | CA | 69
56069 | SunCoke Energy, Inc. | 57822 | Middletown Coke Company, LLC | 3353 Yankee Rd | Middletown | OH | 45042 | Butler | 39.4722 | -84.4014 | RFC | PJM | PJM Interconnection, LLC | Cooling Tower | 22 | NR | 3 | IPP CHP |  | N |  | N |  | Y | QF12-94-000 |  | X |  | Duke Energy Ohio Inc | 3542 | OH | 69 |  |  | Tenessee Gas Pipeline
57138 | University of Minnesota WCROC | 57823 | WCROC Wind Farm | 46352 State Highway 329 | Morris | MN | 56267 | Stevens | 45.5897 | -95.8769 | MRO | MISO | Midcontinent Independent Transmission System Operator, Inc.. |  | 22 | NR | 2 | IPP Non-CHP | N | N |  | N |  | N |  | N | X |  | Otter Tail Power Co | 14232 | MN | 12.5
57142 | Gundersen Lutheran Biogas I LLC | 57824 | Onalaska Campus Landfill Biogas | 3111 Gundersen Drive | Onalaska | WI | 54650 | La Crosse | 43.8739 | -91.18 | MRO | MISO | Midcontinent Independent Transmission System Operator, Inc.. |  | 22 | NR | 2 | IPP Non-CHP |  | N |  | N |  | N |  | N | X |  | Northern States Power Co | 13780 | WI | 13.8
58661 | Sustainable Power Group, LLC | 57827 | Dinuba Wastewater Treatment Plant | 6675 Avenue 412 | Dinuba | CA | 93618 | Tulare | 36.5381 | -119.4264 | WECC | CISO | California Independent System Operator |  | 22132 | NR | 4 | Commercial Non-CHP | Y | N |  | Y | QF12-214-000 | N |  | N | X |  | Pacific Gas & Electric Co | 14328 | CA | 0.48
57146 | Tulsa LFG LLC | 57828 | Tulsa LFG LLC | 177th West Avenue | Sand Springs | OK | 74063 | Osage | 36.162 | -96.1865 | SPP | SWPP | Southwest Power Pool |  | 22 | NR | 2 | IPP Non-CHP |  | N |  | Y | #12-470 | N |  | N | X |  | Public Service Co of Oklahoma | 15474 | OK | 15
57148 | Glendale Energy LLC | 57829 | Glendale Energy Power Plant | 11488 West Glendale Ave | Glendale | AZ | 85307 | Maricopa | 33.5403 | -112.3064 | WECC | AZPS | Arizona Public Service Company |  | 22 | NR | 2 | IPP Non-CHP |  | N |  | Y | QF09-331-000 | N |  |  | X |  | Arizona Public Service Co | 803 | AZ | 69
57149 | Rippey Wind Energy LLC | 57830 | Rippey Wind Farm | 2123 A 240th Street | Grand Junction | IA | 50107 | Greene | 42.0061 | -94.2378 | MRO | MISO | Midcontinent Independent Transmission System Operator, Inc.. |  | 22 | NR | 2 | IPP Non-CHP |  | N |  | N |  | N |  | N | X |  | ITC Midwest LLC | 56161 |  | 161
57154 | Heliocentric LLC | 57831 | Heliocentric | 8875 E Avenue L-8 | Palmdale | CA | 93550 | Los Angeles | 34.6543 | -117.971 | WECC | CISO | California Independent System Operator |  | 22 | NR | 2 | IPP Non-CHP | N | N |  | Y | 12-15-000 | N |  | N | X |  | Southern California Edison Co | 17609 | CA | 12
57150 | Bethel Wind Energy LLC | 57832 | Hawkeye Wind Farm | 21989 X Avenue | Sumner | IA | 50674 | Bremer | 42.9489 | -92.0622 | MRO | MISO | Midcontinent Independent Transmission System Operator, Inc.. |  | 22 | NR | 2 | IPP Non-CHP | N | N |  | N |  | N |  | N | X |  | ITC Midwest LLC | 56161 |  | 69
58672 | Everpower Wind Holdings Inc | 57833 | Mustang Hills LLC | 8650 Oak Creek Road | Mojave | CA | 93501 | Kern | 35.0309 | -118.2932 | WECC | CISO | California Independent System Operator |  | 22 | NR | 2 | IPP Non-CHP |  | N |  | N |  | Y | 11-59-000 | N | X |  | Southern California Edison Co | 17609 | CA | 230
59868 | Pinyon Pines Wind I, LLC | 57834 | Pinyon Pine I | 5004 Camelot Blvd | Mojave | CA | 93501 | Kern | 35.0434 | -118.2118 | WECC | CISO | California Independent System Operator |  | 22 | NR | 2 | IPP Non-CHP |  | N |  | N |  | Y | 12-51-000 | N | X |  | Southern California Edison Co | 17609 | CA | 230
11556 | Brookfield Energy Marketing LP | 57835 | Alta Wind VIII | 6703 Oak Creek Road | Mojave | CA | 93501 | Kern | 35.0267 | -118.2348 | WECC | CISO | California Independent System Operator |  | 22 | NR | 2 | IPP Non-CHP |  | N |  | N |  | Y | EG11-60-000 |  | X |  | Southern California Edison Co | 17609 | CA | 230
57159 | L-8 Solar Project LLC | 57836 | L-8 Solar Project | 8871 E Avenue L-8 | Palmdale | CA | 93550 | Los Angeles | 34.6543 | -117.9731 | WECC | CISO | California Independent System Operator |  | 22 | NR | 2 | IPP Non-CHP |  | N |  | Y | 12-72-000 | N |  | N | X |  | Southern California Edison Co | 17609 | CA | 12
59869 | Pinyon Pines Wind II, LLC | 57837 | Pinyon Pine II | 5008 Camelot Blvd | Mojave | CA | 93501 | Kern | 35.0268 | -118.2233 | WECC | CISO | California Independent System Operator |  | 22 | NR | 2 | IPP Non-CHP |  | N |  | N |  | Y | 12-52.000 | N | X |  | Southern California Edison Co | 17609 | CA | 230
56769 | Consolidated Edison Development Inc. | 57838 | Dartmouth II Solar | 1154 North Hixville Road | Dartmouth | MA | 2747 | Bristol | 41.6806 | -71.0308 | NPCC | ISNE | ISO New England Inc. |  | 22 | NR | 2 | IPP Non-CHP |  | N |  | N |  | N |  |  | X |  | NSTAR Electric Company | 54913 | MA | 13
57166 | Woodbridge Energy Center | 57839 | Woodbridge Energy Center | 1070 Riverside Dr | Keasbey | NJ | 7095 | Middlesex | 40.515 | -74.3189 | RFC | PJM | PJM Interconnection, LLC | Gray Water | 22 | NR | 2 | IPP Non-CHP |  | N |  | N |  | N |  | N | X |  | Jersey Central Power & Lt Co | 9726 | NJ | 230 |  |  | Woodbridge Lateral Service by Williams Gas Transco
57167 | ISH Solar Hospitals LLC | 57840 | ISH Solar Hospital SDMC | 4647 Zion Ave | San Diego | CA | 92120 | San Diego | 32.7917 | -117.0953 | WECC | CISO | California Independent System Operator |  | 22 | NR | 2 | IPP Non-CHP |  | N |  | Y | 11-414-001 | N |  |  | X |  | San Diego Gas & Electric Co | 16609 | CA | 0.48
57167 | ISH Solar Hospitals LLC | 57841 | ISH Solar Hospital Downey | 12254 Bellflower Blvd | Downey | CA | 90242 | Los Angeles | 33.9217 | -118.1244 | WECC | CISO | California Independent System Operator |  | 22 | NR | 2 | IPP Non-CHP |  | N |  | Y | QF11-400-000 | N |  |  | X |  | Southern California Edison Co | 17609 | CA | 0.48
40211 | Wabash Valley Power Assn, Inc | 57842 | Wabash Valley Power IGCC | 450 Bolton Rd | Terre Haute | IN | 47885 | Vigo | 39.53 | -87.4247 | RFC | MISO | Midcontinent Independent Transmission System Operator, Inc.. | Wabash River | 22 | RE | 1 | Electric Utility |  | N |  | N |  | N |  | N | X |  | Duke Energy Indiana Inc | 15470 | IN | 230 |  |  | Midwestern
57172 | SC Landfill Energy LLC | 57843 | SC Landfill Energy LLC | 52 McKillip Road | Alloway | NJ | 8001 | Salem | 39.5889 | -75.3764 | RFC | PJM | PJM Interconnection, LLC |  | 22 | NR | 2 | IPP Non-CHP |  | N |  | N |  | N |  | N | X |  | Atlantic City Electric Co | 963 | NJ | 12.47 |  |  | South Jersey Gas, Co.
57171 | Franklin County Wind LLC | 57844 | Franklin County Wind Farm | 583 Nuthatch Ave | Iowa Falls | IA | 50126 | Franklin | 42.6067 | -93.3365 | MRO | MISO | Midcontinent Independent Transmission System Operator, Inc.. |  | 22 | NR | 2 | IPP Non-CHP |  | N |  | N |  | Y | EG11-125 |  | X |  | ITC Midwest LLC | 56161 |  | 161
57173 | AC Landfill Energy LLC | 57845 | AC Landfill Energy LLC | 6700 Delilah Road | Egg Harbor Township | NJ | 8234 | Atlantic | 39.4175 | -74.5422 | RFC | PJM | PJM Interconnection, LLC |  | 22 | NR | 2 | IPP Non-CHP |  | N |  | N |  | N |  |  | X |  | Atlantic City Electric Co | 963 | NJ | 12.47
57174 | SX Landfill Energy LLC | 57846 | SX Landfill Energy LLC | 34 South Route 94 | Lafayette | NJ | 7848 | Sussex | 41.0917 | -74.6828 | RFC | PJM | PJM Interconnection, LLC |  | 22 | NR | 2 | IPP Non-CHP |  | N |  | N |  | N |  |  | X |  | Jersey Central Power & Lt Co | 9726 | NJ | 12.47
57175 | BC Landfill Energy LLC | 57847 | BC Landfill Energy LLC | 21939 Route 543 | Columbus | NJ | 8518 | Burlington | 40.0742 | -74.6656 | RFC | PJM | PJM Interconnection, LLC |  | 22 | NR | 2 | IPP Non-CHP |  | N |  | N |  | N |  |  | X |  | Public Service Elec & Gas Co | 15477 | NJ | 13.2
57176 | WC Landfill Energy LLC | 57848 | WC Landfill Energy LLC | 500 Mount Pisgah Avenue | Oxford | NJ | 7863 | Warren | 40.831 | -75.0158 | RFC | PJM | PJM Interconnection, LLC |  | 22 | NR | 2 | IPP Non-CHP | Y | N |  | N |  | N |  |  | X |  | Jersey Central Power & Lt Co | 9726 | NJ | 34.5
57177 | SEAI Elk Grove LLC | 57849 | Green Acres Solar Facility 1 | 3705 Twin Cities Road | Elk Grove | CA | 95757 | Sacramento | 38.282 | -121.4647 | WECC | BANC | Balancing Authority of Northern California |  | 22 | NR | 2 | IPP Non-CHP |  | N |  | Y | QF12-243-000 | N |  |  | X |  | Sacramento Municipal Util Dist | 16534 | CA | 69
57177 | SEAI Elk Grove LLC | 57850 | Green Acres Solar Facility 2 | 3705 Twin Cities Road | Elk Grove | CA | 95757 | Sacramento | 38.2836 | -121.4613 | WECC | BANC | Balancing Authority of Northern California |  | 22 | NR | 2 | IPP Non-CHP | X | N |  | Y | QF12-243-001 | N |  | N | X |  | Sacramento Municipal Util Dist | 16534 | CA | 69
5109 | DTE Electric Company | 57851 | Sigel Wind Park | 1717 Minden Rd | Harbor Beach | MI | 48441 | Huron | 43.8508 | -82.7836 | RFC | MISO | Midcontinent Independent Transmission System Operator, Inc.. |  | 22 | RE | 1 | Electric Utility |  | N |  | N |  | N |  |  | X |  | ITC Transmission | 56068 | MI | 120
5109 | DTE Electric Company | 57852 | Minden Wind Park | 8423 Range Line Rd | Minden City | MI | 48456 | Sanilac | 43.67 | -82.7586 | RFC | MISO | Midcontinent Independent Transmission System Operator, Inc.. |  | 22 | RE | 1 | Electric Utility |  | N |  | N |  | N |  |  | X |  | ITC Transmission | 56068 |  | 41.57
5109 | DTE Electric Company | 57853 | McKinley Wind Park | 2925 N Gagetown Rd | Pigeon | MI | 48755 | Huron | 43.8719 | -83.2414 | RFC | MISO | Midcontinent Independent Transmission System Operator, Inc.. |  | 22 | RE | 1 | Electric Utility |  | N |  | N |  | N |  |  | X |  | ITC Transmission | 56068 |  | 41.57
11208 | Los Angeles Department of Water & Power | 57854 | North Hollywood | 11803 Vanowen Street | Los Angeles | CA | 91605 | Los Angeles | 34.1944 | -118.3903 | WECC | LDWP | Los Angeles Department of Water and Power | Los Angeles Reservoir | 22131 | RE | 4 | Commercial Non-CHP |  | N |  | N |  | N |  |  | X |  | Los Angeles Department of Water & Power | 11208 | CA | 34.5
9442 | Town of Ipswich - (MA) | 57855 | Ipswich Wind Turbine | 200 Town Farm Road | Ipswich | MA | 1938 | Essex | 42.7164 | -70.8419 | NPCC | ISNE | ISO New England Inc. |  | 22 | RE | 1 | Electric Utility |  | N |  | N |  | N |  |  | X |  | Town of Ipswich - (MA) | 9442 | MA | 13.2
56918 | University of California San Diego | 57856 | Univ of California San Diego Solar | 9500 Gilman Drive (0908U) | La Jolla | CA | 92093 | San Diego | 32.8744 | -117.2389 | WECC | CISO | California Independent System Operator | Municipality | 611 | NR | 4 | Commercial Non-CHP | N | N |  | N |  | N |  | N | X |  | San Diego Gas & Electric Co | 16609 | CA | 69
57183 | Shasta Renewable Resources LLC | 57857 | Shasta Renewable Resources Plant | 6309 Highway 273 | Anderson | CA | 96007 | Shasta | 40.4708 | -122.3311 | WECC | CISO | California Independent System Operator | Wells | 22 | NR | 3 | IPP CHP |  | Y | QF81-35-004 | N |  | N |  | N | X |  | Pacific Gas & Electric Co | 14328 | CA | 12 |  |  | Pacific Gas & Electric Co
57191 | Caney River Wind Project | 57858 | Caney River Wind Project | 1201 RD 7 | Howard | KS | 67349 | Elk | 37.46 | -96.42 | SPP | SWPP | Southwest Power Pool |  | 22 | NR | 2 | IPP Non-CHP |  | N |  | N |  | N |  |  | X |  | Westar Energy Inc | 22500 | KS | 345
59745 | First Solar Asset Management | 57859 | Moapa Southern Paiute | 1 Lincoln Street | Moapa | NV | 89025 | Clark | 36.5299 | -114.7703 | WECC | NEVP | Nevada Power Company |  | 22 | NR | 2 | IPP Non-CHP | N | N |  | N |  | N |  | N | X |  | Nevada Power Co | 13407 | NV | 230
57194 | City of Industry | 57860 | Industry MetroLink PV 1 | 600 Brea Canyon Road | Industry | CA | 91744 | Los Angeles | 34.0087 | -117.8456 | WECC | CISO | California Independent System Operator |  | 22 | RE | 1 | Electric Utility |  | N |  | N |  | N |  |  | X |  | Southern California Edison Co | 17609 | CA | 12.47
57189 | Hidden Hollow Energy LLC | 57861 | Hidden Hollow Energy | 10300 Seamans Gulch Rd | Boise | ID | 83714 | Ada | 43.6972 | -116.2714 | WECC | IPCO | Idaho Power Company |  | 22 | NR | 2 | IPP Non-CHP |  | N |  | Y | 06-128-001 | N |  |  | X |  | Idaho Power Co | 9191 | ID | 12.5
56215 | E ON Climate Renewables N America LLC | 57862 | Wildcat Wind Farm I, LLC | 9093 W 1700N Rd | Elwood | IN | 46036 | Tipton | 40.3494 | -85.8431 | RFC | PJM | PJM Interconnection, LLC |  | 22 | NR | 2 | IPP Non-CHP |  | N |  | N |  | Y | 12-42-000 |  | X |  | Indiana Michigan Power Co | 9324 | IN | 138
56997 | Marina Energy LLC | 57863 | McKee City Solar Phase 2 | 215 Cates Road | Egg Harbor Township | NJ | 8234 | Atlantic | 39.4219 | -74.6392 | RFC | PJM | PJM Interconnection, LLC |  | 22 | NR | 2 | IPP Non-CHP | Y | N |  | N |  | N |  | N | X |  | Atlantic City Electric Co | 963 | NJ | 69
56997 | Marina Energy LLC | 57864 | Stockton Athletic Center | 101 Vera King Farris Drive | Pomona | NJ | 8240 | Atlantic | 39.4884 | -74.5353 | RFC | PJM | PJM Interconnection, LLC |  | 611 | NR | 4 | Commercial Non-CHP | Y | N |  | N |  | N |  |  | X |  | Atlantic City Electric Co | 963 | NJ | 12.47
7349 | Golden Spread Electric Cooperative, Inc | 57865 | Antelope Station | 1454 CR 315 | Abernathy | TX | 79311 | Hale | 33.865 | -101.8433 | SPP | SWPP | Southwest Power Pool |  | 22 | RE | 1 | Electric Utility |  | N |  | N |  | N |  |  | X |  | Southwestern Public Service Co | 17718 | TX | 230 |  |  | ONEOK Westex Transmission
7349 | Golden Spread Electric Cooperative, Inc | 57866 | Golden Spread Panhandle Wnd Rch | 6514 CR 50 | Wilderado | TX | 79098 | Oldham | 35.2436 | -102.21 | SPP | SWPP | Southwest Power Pool |  | 22 | RE | 1 | Electric Utility |  | N |  | N |  | N |  |  | X |  | Southwestern Public Service Co | 17718 | TX | 230
58672 | Everpower Wind Holdings Inc | 57867 | Howard Wind Farm | 2984 Spencer Hill Rd | Hornell | NY | 14843 | Steuben | 42.3153 | -77.5383 | NPCC | NYIS | New York Independent System Operator |  | 22 | NR | 2 | IPP Non-CHP |  | N |  | N |  | Y | ER11-3407-000 | N | X |  | New York State Elec & Gas Corp | 13511 | NY | 115
56997 | Marina Energy LLC | 57868 | L'Oreal Piscataway | 81 New England Avenue | New Brunswick | NJ | 8854 | Middlesex | 40.5543 | -74.468 | RFC | PJM | PJM Interconnection, LLC |  | 339 | NR | 6 | Industrial Non-CHP | Y | N |  | N |  | N |  |  | X |  | Public Service Elec & Gas Co | 15477 | NJ | 12.47
56997 | Marina Energy LLC | 57869 | Heller Industrial Parks | 1 Industrial Road | Dayton | NJ | 8810 | Middlesex | 40.3739 | -74.4892 | RFC | PJM | PJM Interconnection, LLC |  | 22 | NR | 2 | IPP Non-CHP |  | N |  | N |  | N |  |  | X |  | Public Service Elec & Gas Co | 15477 | NJ | 12.47
57213 | Castle Rock Cooling | 57870 | Castle Rock Vineyards | 501 Richgrove Dr. | Delano | CA | 93215 | Tulare | 35.8011 | -119.1106 | WECC | CISO | California Independent System Operator |  | 493 | NR | 4 | Commercial Non-CHP | Y | N |  | N |  | N |  | N | X |  | Southern California Edison Co | 17609 | CA | 12
11208 | Los Angeles Department of Water & Power | 57871 | 2555 E Olympic Bl | 2555 E Olympic Bl | Los Angeles | CA | 90023 | Los Angeles | 34.0269 | -118.2242 | WECC | LDWP | Los Angeles Department of Water and Power |  | 484 | NR | 4 | Commercial Non-CHP | N | N |  | N |  | N |  | N | X |  | Los Angeles Department of Water & Power | 11208 | CA | 480
20447 | Western Farmers Elec Coop, Inc | 57872 | LCEC Generation LLVC | 2023 Power Plant Lane | Lovington | NM | 88260 | Lea | 32.9781 | -103.3239 | SPP | SWPP | Southwest Power Pool |  | 22 | RE | 1 | Electric Utility |  | N |  | N |  | N |  |  | X |  | Lea County Electric Coop, Inc | 10817 | NM | 115 |  |  | New Mexico Natural Gas Company
12341 | MidAmerican Energy Co | 57873 | Eclipse Wind Farm | 106 Hillcrest St | Adair | IA | 50002 | Guthrie | 41.5547 | -94.685 | MRO | MISO | Midcontinent Independent Transmission System Operator, Inc.. |  | 22 | RE | 1 | Electric Utility |  | N |  | N |  | N |  |  | X |  | MidAmerican Energy Co | 12341 | IA | 345
12341 | MidAmerican Energy Co | 57874 | Vienna Wind Farm | 1805 East Anson St. | Marshalltown | IA | 50158 | Marshall | 42.1594 | -92.7761 | MRO | MISO | Midcontinent Independent Transmission System Operator, Inc.. |  | 22 | RE | 1 | Electric Utility |  | N |  | N |  | N |  |  | X |  | ITC Midwest LLC | 56161 |  | 161
12341 | MidAmerican Energy Co | 57875 | Morning Light Wind Farm | 106 Hillcrest St. | Adair | IA | 50002 | Adair | 41.4542 | -94.5751 | MRO | MISO | Midcontinent Independent Transmission System Operator, Inc.. |  | 22 | RE | 1 | Electric Utility |  | N |  | N |  | N |  |  | X |  | MidAmerican Energy Co | 12341 | IA | 345
57197 | Santa Cruz Energy LLC | 57876 | Santa Cruz Energy | 604 Dimeo Lane | Santa Cruz | CA | 95060 | Santa Cruz | 36.9733 | -122.1056 | WECC | CISO | California Independent System Operator |  | 22 | NR | 2 | IPP Non-CHP |  | N |  | Y | 09-3912-000 | N |  |  | X |  | Pacific Gas & Electric Co | 14328 | CA | 16
57081 | WGL Energy Systems, Inc | 57879 | Perdue Salisbury Photovoltaic | 31149 Old Ocean City Road | Salisbury | MD | 21801 | Wicomico | 38.3736 | -75.5353 | RFC | PJM | PJM Interconnection, LLC |  | 22 | NR | 2 | IPP Non-CHP |  | N |  | N |  | N |  |  | X |  | Delmarva Power | 5027 | MD | 25
57215 | Regents of the University of Minnesota | 57880 | Eolos Wind Energy Research Field Station | 2685 152nd St E | Rosemount | MN | 55068 | Dakota | 44.7283 | -93.0481 | MRO | MISO | Midcontinent Independent Transmission System Operator, Inc.. |  | 22 | NR | 2 | IPP Non-CHP | Y | N |  | Y | QF13-574-000 | N |  | N | X |  | Northern States Power Co - Minnesota | 13781 | MN | 34.5
1307 | Basin Electric Power Coop | 57881 | Pioneer Generating Station | County Hwy 5 & 56th St NW | Williston | ND | 58801 | Williams | 48.2325 | -103.9528 | MRO | SWPP | Southwest Power Pool |  | 22 | RE | 1 | Electric Utility |  | N |  | N |  | N |  | N | X |  | Mountrail-Williams Elec Coop | 20413 | ND | 115 |  |  | Williston Basin
15248 | Portland General Electric Co | 57882 | Baldock Solar Highway | 24300 NE I-5 | Aurora | OR | 97002 | Clackamas | 45.2694 | -122.7717 | WECC | PGE | Portland General Electric Company |  | 22 | RE | 1 | Electric Utility |  | N |  | N |  | N |  | N | X |  | Portland General Electric Co | 15248 | OR | 13
57219 | Siete Solar LLC | 57883 | Queen Creek Solar Farm | 20214 South 220th Street | Queen Creek | AZ | 85142 | Maricopa | 33.2675 | -111.6122 | WECC | SRP | Salt River Project |  | 22 | NR | 2 | IPP Non-CHP | N | N |  | Y | QF12-229-000 | N |  |  | X |  | Salt River Project | 16572 | AZ | 69
5065 | Equistar Chemicals LP | 57884 | Lake Charles Polymers | 4101 Highway 108 S | Westlake | LA | 70669 | Calcasieu | 30.1966 | -93.322 | SPP | MISO | Midcontinent Independent Transmission System Operator, Inc.. |  | 325211 | NR | 6 | Industrial Non-CHP |  | N |  | N |  | N |  | N | X |  | Entergy Louisiana LLC | 11241 | LA | 69 |  |  | Centerpoint pipeline for G-900 and Targa pipeline for G-901 and G-902
11118 | Lockhart Power Co | 57885 | Wellford Renewable Energy Plant | 595 Little Mountain Road | Spartanburg | SC | 29385 | Spartanburg | 35.0012 | -82.1303 | SERC | DUK | Duke Energy Carolinas |  | 22 | RE | 1 | Electric Utility |  | N |  | N |  | N |  | N | X |  | Duke Energy Carolinas, LLC | 5416 | SC | 12.47
11118 | Lockhart Power Co | 57886 | City West Diesel Plant | 198 Times Blvd | Union | SC | 29379 | Union | 34.7225 | -81.6469 | SERC | DUK | Duke Energy Carolinas |  | 22 | RE | 1 | Electric Utility |  | N |  | N |  | N |  | N | X |  | Lockhart Power Co | 11118 | SC | 34.5
57257 | Wildcat Wind LLC | 57887 | Wildcat Wind | 2211 Power Plant Lane | Lovington | NM | 88260 | Lea | 32.9528 | -103.2853 | SPP | SWPP | Southwest Power Pool |  | 22 | NR | 2 | IPP Non-CHP |  | N |  | Y | 12412 | N |  |  | X |  | Lea County Electric Coop, Inc | 10817 | NM | 115
57256 | Harvest II Windfarm LLC | 57888 | Harvest II Windfarm | 250 N Maxwell Road | Elkton | MI | 48731 | Huron | 43.8556 | -83.1669 | RFC | MISO | Midcontinent Independent Transmission System Operator, Inc.. |  | 22 | NR | 2 | IPP Non-CHP |  | N |  | Y | 12522 | N |  |  | X |  | ITC Transmission | 56068 | MI | 120
56627 | DeWind Co. | 57889 | KODE Novus II | 2572 Mile 31 Road | Guymon | OK | 73942 | Texas | 36.549 | -101.4959 | SPP | SWPP | Southwest Power Pool |  | 22 | NR | 2 | IPP Non-CHP |  | N |  | Y | 11-235-000 | N |  |  | X |  | Southwestern Public Service Co | 17718 | TX | 345
58208 | Horse Butte Wind I, LLC | 57890 | Horse Butte Wind I, LLC | 2801 East 14th North | Iona | ID | 83427 | Bonneville | 43.3864 | -111.7264 | WECC | BPAT | Bonneville Power Administration |  | 22 | NR | 2 | IPP Non-CHP |  | N |  | N |  | N |  | N | X |  | Bonneville Power Administration | 1738 | ID | 115
14328 | Pacific Gas & Electric Co | 57891 | Guernsey Solar Station | 21024 10 1/2 Ave. | Hanford | CA | 93230 | Kings | 36.1639 | -119.6506 | WECC | CISO | California Independent System Operator |  | 22 | RE | 1 | Electric Utility |  | N |  | N |  | N |  |  | X |  | Pacific Gas & Electric Co | 14328 | CA | 12
14328 | Pacific Gas & Electric Co | 57892 | Gates Solar Station | 17115 W. Gale Ave. | Huron | CA | 93234 | Fresno | 36.1764 | -120.1142 | WECC | CISO | California Independent System Operator |  | 22 | RE | 1 | Electric Utility |  | N |  | N |  | N |  |  | X |  | Pacific Gas & Electric Co | 14328 | CA | 12
11770 | City of Martinsville - (VA) | 57893 | Martinsville LFG Generator | 225 Arden Circle | Martinsville | VA | 24112 | Henry | 36.7172 | -79.8453 | RFC | PJM | PJM Interconnection, LLC | Smith River | 22 | RE | 1 | Electric Utility |  | N |  | N |  | N |  | N | X |  | City of Martinsville - (VA) | 11770 | VA | 12.47 |  |  | Transco 5 Pipeline
6455 | Duke Energy Florida, Inc | 57894 | Levy Nuclear Plant | 16231 SE Highway 19 | Inglis | FL | 34449 | Levy | 29.0722 | -82.6203 | FRCC | FPC | Progress Energy Florida | Gulf of Mexico | 22 | RE | 1 | Electric Utility |  | N |  | N |  | N |  | N | X |  | Progress Energy Florida Inc | 6455 | FL | 500
57262 | Kern County Water Agency | 57895 | Improvement Dst No. 4 | 811 Nadine Lane | Bakersfield | CA | 93308 | Kern | 35.4028 | -119.0386 | WECC | CISO | California Independent System Operator |  | 22131 | NR | 4 | Commercial Non-CHP | N | N |  | N |  | N |  | N | X |  | Pacific Gas & Electric Co | 14328 | CA | 4.16
57258 | Concord Energy LLC | 57896 | Concord Energy | 5185 Morehead Rd | Concord | NC | 28027 | Cabarrus | 35.346 | -80.6704 | SERC | DUK | Duke Energy Carolinas |  | 22 | NR | 2 | IPP Non-CHP |  | N |  | Y | 09-391-000 | N |  |  | X |  | Duke Energy Carolinas, LLC | 5416 | NC | 12.5
57259 | Richmond Energy LLC | 57897 | Richmond Energy | 1700 Darby Town Road | Henrico | VA | 23231 | Henrico | 37.5058 | -77.3739 | SERC | PJM | PJM Interconnection, LLC |  | 22 | NR | 2 | IPP Non-CHP |  | N |  | Y | 08-678-000 | N |  |  | X |  | Old Dominion Electric Coop | 40229 |  | 34.5
17445 | Solid Waste Authority of Palm Beach Co | 57898 | Palm Beach Renewable Energy Facility 2 | 6501 North Jog Road | West Palm Beach | FL | 33412 | Palm Beach | 26.7724 | -80.1418 | FRCC | FPL | Florida Power & Light Company | Wells | 22 | NR | 2 | IPP Non-CHP |  | N |  | N |  | N |  | N | X |  | Florida Power & Light Co | 6452 | FL | 138 |  |  | Florida Public Utilities
9128 | Hurricane City Power | 57899 | Hurricane City Power | 526 West 600 North | Hurricane | UT | 84737 | Washington | 37.1856 | -113.2975 | WECC | PACE | PacifiCorp - East |  | 22 | RE | 1 | Electric Utility |  | N |  | N |  | N |  | N | X |  | Hurricane City Power | 9128 | UT | 7.2 |  |  | Questar Gas
17609 | Southern California Edison Co | 57900 | Solar Photovoltaic Project #48 | 1651 California | Redlands | CA | 92374 | San Bernardino | 34.0811 | -117.2281 | WECC | CISO | California Independent System Operator |  | 22 | RE | 1 | Electric Utility |  | N |  | N |  | N |  |  | X |  | Southern California Edison Co | 17609 | CA | 12
13584 | NRG El Segundo Operations Inc | 57901 | El Segundo Energy Center LLC | 301 Vista Del Mar Blvd | El Segundo | CA | 90245 | Los Angeles | 33.9106 | -118.425 | WECC | CISO | California Independent System Operator |  | 22 | NR | 2 | IPP Non-CHP |  | N |  | N |  | N |  | N | X |  | Southern California Edison Co | 17609 | CA | 230 |  |  | Southern California Gas/SEMPRA
57272 | Kootenai Electric Cooperative Inc | 57902 | Fighting Creek LFGTE Plant | 22089 South HWY 95 | Coeur d'Alene | ID | 83814 | Kootenai | 47.5317 | -116.93 | WECC | AVA | Avista Corporation |  | 22 | RE | 1 | Electric Utility |  | N |  | Y | 11-178 | Y | 11-178 | N | X |  | Kootenai Electric Cooperative | 10454 | ID | 24.9
40580 | Southern Minnesota Mun P Agny | 57903 | SMMPA Methane Energy Facility | 1756 180th Ave | Mora | MN | 55051 | Kanabec | 45.8478 | -93.3542 | MRO | MISO | Midcontinent Independent Transmission System Operator, Inc.. |  | 22 | RE | 1 | Electric Utility |  | N |  | N |  | N |  |  | X |  | Southern Minnesota Mun P Agny | 40580 |  | 12.47
57273 | SS San Antonio West LLC | 57904 | San Antonio West Solar Rooftop | 15710 San Antonio | Chino | CA | 91708 | Riverside | 33.9656 | -117.6591 | WECC | CISO | California Independent System Operator |  | 22 | NR | 2 | IPP Non-CHP |  | N |  | N |  | N |  |  | X |  | Southern California Edison Co | 17609 | CA | 480
57278 | Hidden Hills Solar II LLC | 57906 | Hidden Hills Solar Plant 2 | Tecopa Road | Tecopa | CA | 92328 | Inyo | 35.9789 | -115.8975 | WECC | CISO | California Independent System Operator | Wells | 22 | NR | 2 | IPP Non-CHP |  | N |  | N |  | N |  |  | X |  | Valley Electric Assn, Inc | 19840 | CA | 230
57279 | California Portland Cement Co | 57907 | Colton Plant | 695 South Rancho Ave | Colton | CA | 92324 | San Bernardino | 34.0597 | -117.3453 | WECC | CISO | California Independent System Operator | Municipality | 32731 | NR | 7 | Industrial CHP |  | Y | QF 2047 | N |  | N |  | N | X |  |  |  |  | 220 |  |  | Southern California Gas Company
57281 | University of Cincinnati | 57908 | Central Utility Plant Cincinnati | 3000 Glendora Avenue | Cincinnati | OH | 45221 | Hamilton | 39.1345 | -84.5094 | RFC | PJM | PJM Interconnection, LLC | City Water | 611 | NR | 5 | Commercial CHP |  | N |  | N |  | N |  | N | X |  | Duke Energy Ohio Inc | 3542 | OH | 138 |  |  | Duke Energy Ohio
57282 | Piedmont Green Power LLC | 57909 | Piedmont Green Power | 100 Legacy Park Drive | Barnesville | GA | 30204 | Lamar | 33.0453 | -84.1256 | SERC | SOCO | Southern Company Services, Inc. - Trans | City of Barnesville | 22 | NR | 2 | IPP Non-CHP |  | N |  | Y | 11-2 | N |  | N | X |  | Georgia Power Co | 7140 | GA | 115
12894 | City of Moorhead - (MN) | 57910 | Centennial Generating Station | 717 SE Main Avenue | Moorhead | MN | 56560 | Clay | 46.8661 | -96.7464 | MRO | SWPP | Southwest Power Pool |  | 22 | RE | 1 | Electric Utility |  | N |  | N |  | N |  | N | X |  | City of Moorhead - (MN) | 12894 | MN | 115 | 12.47
57285 | Roseburg LFG Energy LLC | 57911 | Roseburg LFG | 384 McClain West Avenue | Roseburg | OR | 97470 | Douglas | 43.1861 | -123.3803 | WECC | PACW | PacifiCorp - West |  | 22 | NR | 2 | IPP Non-CHP |  | N |  | Y | 11-86-001 | N |  | N | X |  | PacifiCorp | 14354 | OR | 20.8
49893 | Invenergy Services LLC | 57912 | Grand Ridge Solar Farm | 1450 E. 21st Road | Marseilles | IL | 61634 | LaSalle | 41.1434 | -88.7583 | RFC | PJM | PJM Interconnection, LLC |  | 22 | NR | 2 | IPP Non-CHP | X | N |  | Y | 11-496-000 | Y | EG11-127-000 | N | X |  | Commonwealth Edison Co | 4110 | IL | 34.5
15399 | Avangrid Renewables Inc | 57913 | Tule Wind LLC | Route 94 | Boulevard | CA | 91905 | San Diego | 32.6639 | -116.2897 | WECC | CISO | California Independent System Operator |  | 22 | NR | 2 | IPP Non-CHP |  | N |  | N |  | N |  |  | X |  | San Diego Gas & Electric Co | 16609 | CA | 138
57296 | Sidney Sugars Incorporated | 57914 | Sidney MT Plant | 35140 County Road 125 | Sidney | MT | 59270 | Richland | 47.7172 | -104.1356 | MRO | NWMT | NorthWestern Energy (NWMT) | Factory Lake | 311 | NR | 7 | Industrial CHP |  | N |  | N |  | N |  | Y | N | OP | Montana-Dakota Utilities Co | 12199 | MT | 0.48 |  |  | Rainbow Gas
57297 | Tronox | 57915 | Tronox | 580 Westvaco Road | Green River | WY | 82935 | Sweetwater | 41.6217 | -109.8119 | WECC | PACE | PacifiCorp - East | Green River | 325 | NR | 7 | Industrial CHP |  | N |  | N |  | N |  | Y | N | OP | PacifiCorp | 14354 | WY | 34.5 |  |  | Church Buttes LaBarge
57299 | Spreckels Sugar Company | 57916 | Spreckels Sugar Company | 395 W Keystone Road | Brawley | CA | 92227 | Imperial | 32.9111 | -115.5681 | WECC | IID | Imperial Irrigation District | Imperial Irrigation District | 311 | NR | 7 | Industrial CHP |  | N |  | N |  | N |  | N | X |  | Imperial Irrigation District | 9216 | CA | 4.16 |  |  | The Gas Company
57300 | Bayer CropScience | 57917 | Bayer CropScience Institute Plant | Route 25 and I-64 | Institute | WV | 25112 | Kanawha | 38.3808 | -81.7725 | RFC | PJM | PJM Interconnection, LLC | Kanawha River | 3253 | NR | 7 | Industrial CHP |  | N |  | N |  | N |  | Y | N | OP | Appalachian Power Co | 733 | WV | 13.2 |  |  | We use two Natural Gas Companies - Cabot & Moutanineer - The main pipeline is Tennassee
57302 | Sonoco Products Co | 57919 | Sonoco Products Co | 1 North 2nd Street | Hartsville | SC | 29550 | Darlington | 34.3853 | -80.0678 | SERC | CPLE | Progress Energy Carolinas - EAST | Wells | 32213 | NR | 7 | Industrial CHP |  | N |  | N |  | N |  | N | X |  | Duke Energy Progress - (NC) | 3046 | SC | 115 |  |  | SCE&G (Scana)
15399 | Avangrid Renewables Inc | 57920 | Dolan Springs |  | Dolan Springs | AZ | 80411 | Mohave | 35.61 | -114.26 | WECC | WALC | Western Area Power Administration - Desert Southwest Region |  | 22 | NR | 2 | IPP Non-CHP |  | N |  | N |  | N |  |  | X |  | Western Area Power Administration - Rock | 27000 | CO | 345
15399 | Avangrid Renewables Inc | 57921 | Kettleman Solar |  | Avenal | CA | 93204 | Kings | 35.99 | -120.12 | WECC | CISO | California Independent System Operator |  | 22 | NR | 2 | IPP Non-CHP |  | N |  | N |  | N |  |  | X |  | Pacific Gas & Electric Co | 14328 | CA | 69
15399 | Avangrid Renewables Inc | 57922 | Dry Lake Solar | 123 Dry Lake Solar Road | Snowflake | AZ | 85937 | Navajo | 34.5133 | -110.0783 | WECC | AZPS | Arizona Public Service Company |  | 22 | NR | 2 | IPP Non-CHP |  | N |  | N |  | N |  |  | X |  | Arizona Public Service Co | 803 | AZ | 69
15399 | Avangrid Renewables Inc | 57923 | Tierra Bonita Solar | 123 Tierra Bonita Solar | Palmdale | CA | 93550 | Los Angeles | 34.5794 | -118.1165 | WECC | CISO | California Independent System Operator |  | 22 | NR | 2 | IPP Non-CHP |  | N |  | N |  | N |  |  | X |  | Southern California Edison Co | 17609 | CA | 69
15399 | Avangrid Renewables Inc | 57924 | Klamath Solar | 123 Klamath Solar | Klamath Falls | OR | 97601 | Klamath | 42.225 | -121.7817 | WECC | PACW | PacifiCorp - West |  | 22 | NR | 2 | IPP Non-CHP |  | N |  | N |  | N |  |  | X |  | PacifiCorp | 14354 | OR | 69
57305 | Wright Patterson AFB | 57926 | Heat Plant 770 | 2711 Kauffman Avenue | Wright Patterson AFB | OH | 45433 | Greene | 39.7941 | -84.0805 | RFC | PJM | PJM Interconnection, LLC | Wells | 92 | NR | 5 | Commercial CHP |  | N |  | N |  | N |  | N | X |  | Dayton Power & Light Co | 4922 | OH | 12.47 |  |  | Vectren Energy Delivery of Ohio
15399 | Avangrid Renewables Inc | 57927 | Baffin Wind | 123 Baffin Road | Sarita | TX | 78385 | Kenedy | 27.2231 | -97.7892 | TRE | ERCO | Electric Reliability Council of Texas, Inc. |  | 22 | NR | 2 | IPP Non-CHP |  | N |  | N |  | N |  |  | X |  | AEP Texas Central Company | 3278 | TX | 345
57306 | Southern Illinois University Carbondale | 57928 | SIUC | 210 Physical Plant Drive | Carbondale | IL | 62901 | Jackson | 37.7119 | -89.215 | SERC | MISO | Midcontinent Independent Transmission System Operator, Inc.. | Municipality | 611 | NR | 5 | Commercial CHP |  | N |  | N |  | N |  | N | X |  | Ameren Illinois Company | 56697 | IL | 34.5 |  |  | gas pipeline owned by AmerenIllinois
57281 | University of Cincinnati | 57929 | East Campus Utility Plant | 3220 Eden Avenue | Cincinnati | OH | 45267 | Hamilton | 39.1379 | -84.5049 | RFC | PJM | PJM Interconnection, LLC | City Water | 611 | NR | 4 | Commercial Non-CHP |  | N |  | N |  | N |  | N | X |  | Duke Energy Ohio Inc | 3542 | OH | 12 |  |  | Duke Energy Ohio
57308 | Amonix UASTP Solar Generation 1 LLC | 57930 | Amonix UASTP Solar Power Station | 9070 South Rita Road | Tucson | AZ | 85747 | Pima | 32.1081 | -110.8247 | WECC | TEPC | Tucson Electric Power Company |  | 22 | NR | 2 | IPP Non-CHP |  | N |  | N |  | N |  |  | X |  | Tucson Electric Power Co | 24211 | AZ | 13.8
57309 | Holyoke Solar LLC | 57931 | Holyoke Solar Cooperative at Mueller | 91 Mueller Road | Holyoke | MA | 1040 | Hampden | 42.1909 | -72.6824 | NPCC | ISNE | ISO New England Inc. |  | 22 | NR | 2 | IPP Non-CHP |  | N |  | Y | QF12-267-000 | N |  |  | X |  | City of Holyoke - (MA) | 8774 | MA | 13.8
57310 | General Motors LLC | 57932 | Wentzville Assembly & Contiguous | 1500 East Route A | Wentzville | MO | 63385 | St Charles | 38.82 | -90.8181 | SERC | MISO | Midcontinent Independent Transmission System Operator, Inc.. | PWSD 2 of St. Charles County | 336 | NR | 7 | Industrial CHP |  | N |  | N |  | N |  | N | X |  | Ameren Illinois Company | 56697 | MO | 161 |  |  | LACLEDE
58101 | Solar Star California II LLC | 57933 | Solar Star California II LLC | 6200 Franklin Boulevard | Sacramento | CA | 95824 | Sacramento | 38.5164 | -121.4753 | WECC | BANC | Balancing Authority of Northern California |  | 22 | NR | 2 | IPP Non-CHP |  | N |  | Y | 12439000 | N |  |  | X |  | Sacramento Municipal Util Dist | 16534 | CA | 21
56769 | Consolidated Edison Development Inc. | 57934 | Douglas Solar | 6 Brookline Terrace | Douglas | MA | 1516 | Worcester | 42.06 | -71.73 | NPCC | ISNE | ISO New England Inc. |  | 22 | NR | 2 | IPP Non-CHP |  | N |  | N |  | N |  |  | X |  | New England Power Company | 13433 |  | 14
7353 | Golden Valley Elec Assn Inc | 57935 | Eva Creek Wind | Mile Post 10 Ferry Road | Healy | AK | 99743 | Denali | 64.0583 | -148.9 | ASCC |  |  |  | 22 | RE | 1 | Electric Utility |  | N |  | N |  | N |  | Y | N | OP | Golden Valley Elec Assn Inc | 7353 | AK | 138
57316 | Miller Coors LLC | 57936 | Albany Brewery | 405 Cordele Rd | Albany | GA | 31705 | Dougherty | 31.5928 | -84.0895 | SERC | SOCO | Southern Company Services, Inc. - Trans |  | 312 | NR | 7 | Industrial CHP |  | N |  | N |  | N |  | N | X |  | Georgia Power Co | 7140 | GA | 12.47
57315 | Western Sugar Cooperative | 57937 | Western Sugar Coop - Scottsbluff | 2100 East Overland Drive | Scottsbluff | NE | 69361 | Scotts Bluff | 41.8589 | -103.6344 | MRO | SWPP | Southwest Power Pool | Wells | 311 | NR | 6 | Industrial Non-CHP |  | N |  | N |  | N |  | Y | N | OP | Nebraska Public Power District | 13337 | NE | 4.16 |  |  | Kinder Morgan
57314 | ADA Carbon Solutions (Red River), LLC | 57938 | ADA Carbon Solutions Red River | 201 Red River Mine Road | Coushatta | LA | 71019 | Red River | 32.0039 | -93.3911 | SPP | MISO | Midcontinent Independent Transmission System Operator, Inc.. | Red River | 325188 | NR | 7 | Industrial CHP |  | Y | 08-67-000 | N |  | N |  | N | X |  | Cleco Power LLC | 3265 | LA | 138 |  |  | EnLink Gas Marketing, LP
57313 | SolarCity Corporation | 57939 | Walmart Casa Grande | 868 W Peters Road | Casa Grande | AZ | 85122 | Pinal | 32.8691 | -111.7719 | WECC | AZPS | Arizona Public Service Company |  | 22 | NR | 2 | IPP Non-CHP | Y | N |  | Y | QF12-209-000, QF12-210-000 | N |  |  | X |  | Arizona Public Service Co | 803 | AZ | 480
57317 | Wausau Paper Middletown | 57940 | Wausau Paper Middletown | 700 Columbia Avenue | Middletown | OH | 45042 | Butler | 39.52 | -84.4062 | RFC | PJM | PJM Interconnection, LLC | Miami River | 322 | NR | 7 | Industrial CHP |  | N |  | N |  | N |  | Y | Y | OP | Duke Energy Ohio Inc | 3542 | OH | 69
57318 | Constellation Solar Net Metering LLC | 57941 | Town of Uxbridge MA at Commerce Dr | 71 Commerce Drive | Uxbridge | MA | 1569 | Worcester | 42.0439 | -71.6175 | NPCC | ISNE | ISO New England Inc. |  | 22 | NR | 2 | IPP Non-CHP |  | N |  | Y | QF12-293-000 | N |  |  | X |  | National Grid Generation, LLC | 26751 |  | 13.8
57319 | Constellation Solar Massachusetts LLC | 57942 | Town of Norfolk MA at Medway Branch | 33 Medway Branch Road | Norfolk | MA | 2056 | Norfolk | 42.1278 | -71.3403 | NPCC | ISNE | ISO New England Inc. |  | 22 | NR | 2 | IPP Non-CHP |  | N |  | Y | QF12-292-000 | N |  |  | X |  | NSTAR Electric Company | 54913 | MA | 13.8
1307 | Basin Electric Power Coop | 57943 | Lonesome Creek Station | 2648 140th Ave NW | Alexander | ND | 58831 | McKenzie | 47.7967 | -103.5786 | MRO | SWPP | Southwest Power Pool |  | 22 | RE | 1 | Electric Utility |  | N |  | N |  | N |  | N | X |  | McKenzie Electric Coop Inc | 12087 | ND | 115 |  |  | Northern Border Pipeline
57322 | Naval Facilities Engineering Command | 57944 | Goddard Steam Plant | 4638 Hersey Road | Indian Head | MD | 20640 | Charles | 38.5868 | -77.1731 | RFC | PJM | PJM Interconnection, LLC | Potomac River | 541 | NR | 5 | Commercial CHP |  | N |  | N |  | N |  | N | X |  |  |  |  | 13.2
17543 | South Carolina Public Service Authority | 57945 | Berkeley County Landfill | 2277 Hwy 52 | Moncks Corner | SC | 29761 | Berkeley | 33.1211 | -80.0294 | SERC | SC | South Carolina Public Service Authority |  | 22 | RE | 1 | Electric Utility |  | N |  | N |  | N |  | N | X |  | Berkeley Electric Coop Inc | 1613 | SC | 12.5
12670 | Missouri Jnt Muni.Pwr Elec. Ut. Comm. | 57946 | Fredericktown Energy Center | 47 Wulfurt Drive | Fredericktown | MO | 63465 | Madison | 37.5717 | -90.3173 | SERC | SWPP | Southwest Power Pool |  | 22 | RE | 1 | Electric Utility |  | N |  | N |  | N |  | N | X |  | City of Fredericktown - (MO) | 6761 | MO | 34.5 |  |  | Mississippi River Transmission
59365 | Capital Power Corporation | 57947 | Macho Springs Power I | 16730 Hatch Highway NE | Deming | NM | 88030 | Luna | 32.5543 | -107.5093 | WECC | EPE | El Paso Electric Company |  | 22 | NR | 2 | IPP Non-CHP | N | N |  | N |  | N |  | N | X |  | El Paso Electric Co | 5701 | NM | 345
57326 | NJ Oak Solar LLC | 57948 | NJ Oak Solar Plant | 616 Elmer Road | Bridgetown | NJ | 8320 | Cumberland | 39.3806 | -75.1883 | RFC | PJM | PJM Interconnection, LLC |  | 22 | NR | 2 | IPP Non-CHP |  | N |  | Y | 10-683-000, 10-683-001, 10-683-002 | N |  |  | X |  | Atlantic City Electric Co | 963 | NJ | 12.47
57324 | Michigan Sugar Company | 57949 | MSC Sebewaing | 947 Pine | Sebewaing | MI | 48759 | Huron | 43.7411 | -83.4472 | RFC | MISO | Midcontinent Independent Transmission System Operator, Inc.. |  | 311 | NR | 6 | Industrial Non-CHP |  | N |  | N |  | N |  | Y | N | OP | ITC Transmission | 56068 | MI | 4.2 |  |  | CONSUMERS ENERGY GAS DISTRIBUTION SYSTEM
57324 | Michigan Sugar Company | 57950 | MSC Croswell | 159 Howard | Croswell | MI | 48422 | Sanilac | 43.2664 | -82.6192 | RFC | MISO | Midcontinent Independent Transmission System Operator, Inc.. |  | 311 | NR | 6 | Industrial Non-CHP |  | N |  | N |  | N |  | Y | N | OP | City of Croswell - (MI) | 4562 | MI | 8.3 |  |  | SEMCO GAS DISTRIBUTION SYSTEM
57328 | Shore Point Solar LLC | 57951 | Shore Point Solar | 100 Shore Point Drive | Freehold | NJ | 7728 | Monmouth | 40.245 | -74.2433 | RFC | PJM | PJM Interconnection, LLC |  | 22 | NR | 2 | IPP Non-CHP |  | N |  | N |  | N |  |  | X |  | Jersey Central Power & Lt Co | 9726 | NJ | 7.2
59344 | Energy Transfer Field Services LLC | 57952 | Woodall Gas Plant | 15853 FM 277 | Briscoe | TX | 79011 | Hemphill | 35.6908 | -100.2403 | SPP | SWPP | Southwest Power Pool |  | 211 | NR | 6 | Industrial Non-CHP |  | N |  | N |  | N |  | N | X |  | North Plains Electric Coop Inc | 13757 | TX | 0.48 |  |  | Eagle Rock Energy Gathering Lines
57332 | Roquette America | 57953 | Roquette America | 1417 Exchange Street | Keokuk | IA | 52632 | Lee | 40.3892 | -91.3942 | MRO | MISO | Midcontinent Independent Transmission System Operator, Inc.. | Mississippi River | 311 | NR | 7 | Industrial CHP |  | Y | QF12-380-000;QF03-140-000 | N |  | N |  | N | X |  | ITC Midwest LLC | 56161 |  | 69 |  |  | Liberty Gas Line Keokuk
56925 | FPLE Wind, LLC | 57956 | Minco Wind II, LLC | 491 County Road 1180 | Minco | OK | 73059 | Grady | 35.3253 | -98.0714 | SPP | SWPP | Southwest Power Pool |  | 22 | NR | 2 | IPP Non-CHP |  | N |  | N |  | N |  |  | X |  | Oklahoma Gas & Electric Co | 14063 | OK | 345
57331 | Soitec Solar Development LLC | 57957 | LanEast Solar Farm LLC | 2167 McCain Valley Road | Boulevard | CA | 91909 | San Diego | 32.6636 | -116.2647 | WECC | CISO | California Independent System Operator |  | 22 | NR | 2 | IPP Non-CHP |  | N |  | N |  | N |  | N | X |  | San Diego Gas & Electric Co | 16609 | CA | 69
57331 | Soitec Solar Development LLC | 57958 | LanWest Solar Farm LLC | 40730 Old Highway 80 | Boulevard | CA | 91905 | San Diego | 32.6297 | -116.2719 | WECC | CISO | California Independent System Operator |  | 22 | NR | 2 | IPP Non-CHP |  | N |  | N |  | N |  | N | X |  | San Diego Gas & Electric Co | 16609 | CA | 12.4
49893 | Invenergy Services LLC | 57959 | Desert Green Solar Farm LLC | 40730 Old Highway 80 | Boulevard | CA | 91905 | San Diego | 33.2706 | -116.3481 | WECC | CISO | California Independent System Operator |  | 22 | NR | 2 | IPP Non-CHP | X | N |  | N |  | N |  | N | X |  | San Diego Gas & Electric Co | 16609 | CA | 69
57331 | Soitec Solar Development LLC | 57960 | Rugged Solar LLC | McCain Valley Road and Old Hig | Boulevard | CA | 91905 | San Diego | 32.6861 | -116.2806 | WECC | CISO | California Independent System Operator |  | 22 | NR | 2 | IPP Non-CHP |  | N |  | N |  | N |  | N | X |  | San Diego Gas & Electric Co | 16609 | CA | 69
57331 | Soitec Solar Development LLC | 57961 | Tierra Del Sol Solar Farm LLC | Tierra Del Sol Road | Boulevard | CA | 91905 | San Diego | 32.6331 | -116.3353 | WECC | CISO | California Independent System Operator |  | 22 | NR | 2 | IPP Non-CHP |  | N |  | N |  | N |  | N | X |  | San Diego Gas & Electric Co | 16609 | CA | 138
60081 | Coram California Development, L.P. | 57962 | Brookfield Tehachapi 1 | 15509 70th St. | Mojave | CA | 93501 | Kern | 35.0083 | -118.2414 | WECC | CISO | California Independent System Operator |  | 22 | NR | 2 | IPP Non-CHP |  | N |  | N |  | N |  |  | X |  | Southern California Edison Co | 17609 | CA | 60
57333 | Musselshell Wind Project LLC | 57963 | Musselshell Wind Project | 400 Mudcreek Rd. | Shawmut | MT | 59078 | Wheatland | 46.2753 | -109.4828 | WECC | NWMT | NorthWestern Energy (NWMT) |  | 22 | NR | 2 | IPP Non-CHP |  | N |  | Y | 10-348-001 | N |  |  | X |  | NorthWestern Energy LLC - (MT) | 12825 | MT | 115
59050 | Algonquin Power Co | 57964 | Shady Oaks Wind Farm | 314 Chapman St | Compton | IL | 61318 | Lee | 41.6669 | -89.0597 | MRO | PJM | PJM Interconnection, LLC |  | 22 | NR | 2 | IPP Non-CHP | X | N |  | N |  | Y | 11-133-000 |  | X |  | Commonwealth Edison Co | 4110 | IL | 138
57338 | Musselshell Wind Project Two LLC | 57965 | Musselshell Wind Project Two LLC | 400 Mudcreek Road | Shawmut | MT | 59078 | Wheatland | 46.2753 | -109.4828 | WECC | NWMT | NorthWestern Energy (NWMT) |  | 22 | NR | 2 | IPP Non-CHP |  | N |  | Y | 11-101-000 | N |  |  | X |  | NorthWestern Energy LLC - (MT) | 12825 | MT | 115
57341 | Veolia Energy | 57966 | Southeast Steam Plant | 600 Main Street SE | Minneapolis | MN | 55455 | Hennepin | 44.9808 | -93.2497 | MRO | MISO | Midcontinent Independent Transmission System Operator, Inc.. | Municipality | 611 | NR | 4 | Commercial Non-CHP |  | N |  | N |  | N |  | N | X |  | Northern States Power Co - Minnesota | 13781 | MN | 13.8 |  |  | CenterPoint Energy Distribution served by Northern Natural Interstate Pipeline
57315 | Western Sugar Cooperative | 57967 | Western Sugar Coop - Torrington | 400 Main Street | Torrington | WY | 82240 | Goshen | 42.0469 | -104.1863 | WECC | WACM | Western Area Power Administration - Rocky Mountain Region | Air Cooled | 311 | NR | 7 | Industrial CHP |  | N |  | N |  | N |  | N | X |  | City of Torrington - (WY) | 19032 | WY | 34.5 |  |  | Kinder Morgan, El Paso
57340 | Cashton Greens Wind Farm LLC | 57968 | Cashton Greens Wind Farm | 500 Organic Drive | Cashton | WI | 54619 | Monroe | 43.7339 | -90.805 | MRO | MISO | Midcontinent Independent Transmission System Operator, Inc.. |  | 22 | NR | 2 | IPP Non-CHP |  | N |  | Y | QF10-326-000 | N |  | N | X |  | Village of Cashton - (WI) | 3156 | WI | 4.16
57344 | Hampton Lumber Mills - Washington Inc | 57969 | Darrington | 46921 Sauk Prairie Rd | Darrington | WA | 98241 | Snohomish | 48.2697 | -121.6 | WECC | BPAT | Bonneville Power Administration | Well Water | 321 | NR | 7 | Industrial CHP |  | N |  | Y | QF07-18 | N |  |  | X |  | 4-County Electric Power Assn | 6641 | MS | 12.4
57345 | Butte-Glenn Community College District | 57970 | Butte College Main Campus Solar | 3536 Butte Campus Drive | Oroville | CA | 95965 | Butte | 39.6481 | -121.6442 | WECC | CISO | California Independent System Operator |  | 611 | NR | 4 | Commercial Non-CHP | Y | N |  | N |  | N |  | N | X |  | Pacific Gas & Electric Co | 14328 | CA | 0.48
16612 | City & County of San Francisco | 57971 | SF Southeast Cogen Plant | 1701 Jerrold Street | San Francisco | CA | 94124 | San Francisco | 37.7397 | -122.3925 | WECC | CISO | California Independent System Operator |  | 22132 | RE | 4 | Commercial Non-CHP |  | N |  | N |  | N |  |  | X |  | Pacific Gas & Electric Co | 14328 | CA | 12.47
57170 | EDF Renewable Asset Holdings, Inc. | 57973 | Spinning Spur Wind LLC | 111 County Road F | Vegas | TX | 79092 | Oldham | 35.2375 | -102.2031 | SPP | SWPP | Southwest Power Pool |  | 22 | NR | 2 | IPP Non-CHP |  | N |  | N |  | N |  |  | X |  | Southwestern Public Service Co | 17718 | TX | 345
57170 | EDF Renewable Asset Holdings, Inc. | 57974 | Bobcat Bluff Wind Project LLC | 1354 Cowan Rd | Archer | TX | 76351 | Archer | 33.4931 | -98.5819 | TRE | ERCO | Electric Reliability Council of Texas, Inc. |  | 22 | NR | 2 | IPP Non-CHP |  | N |  | N |  | N |  |  | X |  | Oncor Electric Delivery Company LLC | 44372 | TX | 345
57170 | EDF Renewable Asset Holdings, Inc. | 57975 | Spearville 3 LLC | 12350 Eagle Rd | Spearville | KS | 67876 | Ford | 37.8511 | -99.8381 | SPP | SWPP | Southwest Power Pool |  | 22 | NR | 2 | IPP Non-CHP |  | N |  | N |  | N |  |  | X |  | Kansas City Power & Light Co | 10000 | KS | 230
56482 | Gamesa Wind US | 57976 | Pocahontas Prairie Wind Farm | 63425 230th Avenue | Pomeroy | IA | 50575 | Pocahontas | 42.5681 | -94.6581 | MRO | MISO | Midcontinent Independent Transmission System Operator, Inc.. |  | 22 | NR | 2 | IPP Non-CHP |  | N |  | N |  | N |  |  | X |  | MidAmerican Energy Co | 12341 | IA | 345
57353 | Plumas Sierra Rural Electric Coop | 57977 | High Sierra Cogeneration Plant | 711-045 Center Road | Susanville | CA | 96130 | Lassen | 40.4128 | -120.4774 | WECC | CISO | California Independent System Operator |  | 22 | RE | 1 | Electric Utility |  | N |  | N |  | N |  | N | X |  | Plumas-Sierra Rural Elec Coop | 15308 | CA | 69 |  |  | City of Susanville Gas Pipeline
40613 | Northern California Power Agny | 57978 | Lodi Energy Center | 12751 North Thornton Road | Lodi | CA | 95242 | San Joaquin | 38.0881 | -121.3875 | WECC | CISO | California Independent System Operator | Groundwater | 22 | RE | 1 | Electric Utility |  | N |  | N |  | N |  |  | X |  | Pacific Gas & Electric Co | 14328 | CA | 230 |  |  | PG&E Gas Pipeline System
7601 | Green Mountain Power Corp | 57979 | Kingdom Community Wind | 4957 Vt. Route 100 | Lowell | VT | 5847 | Orleans | 44.7483 | -72.4253 | NPCC | ISNE | ISO New England Inc. |  | 22 | RE | 1 | Electric Utility | N | N |  | N |  | N |  |  | X |  | Green Mountain Power Corp | 7601 | VT | 46
56146 | Black Hills/Colorado Elec.Util | 57980 | Busch Ranch Wind Energy Farm | State Hwy 10 and County Rd 125 | Walsenburg | CO | 81089 | Huerfano | 37.8011 | -104.4919 | WECC | PSCO | Public Service Company of Colorado |  | 22 | RE | 1 | Electric Utility | X | N |  | N |  | N |  | N | X |  | Black Hills/Colorado Elec.Util | 56146 | CO | 115
59050 | Algonquin Power Co | 57981 | Senate Wind LLC | 1065 FM 1191 North | Bryson | TX | 76427 | Jack | 33.2058 | -98.3651 | TRE | ERCO | Electric Reliability Council of Texas, Inc. |  | 22 | NR | 2 | IPP Non-CHP |  | N |  | N |  | N |  |  | X |  | Oncor Electric Delivery Company LLC | 44372 | TX | 345
57354 | X-Elio North America Inc | 57982 | Meridian Vineyards | 7000 E Highway 46 | Pasa Robles | CA | 93446 | San Luis Obispo | 35.6703 | -120.5669 | WECC | CISO | California Independent System Operator |  | 22 | NR | 2 | IPP Non-CHP |  | N |  | Y | 11-45-000 | N |  |  | X |  | Pacific Gas & Electric Co | 14328 | CA | 0.48
57355 | Stephens Ranch Wind Energy LLC | 57983 | Stephens Ranch Wind Energy LLC | 2186 County Road 131 | O'Donnell | TX | 79351 | Borden | 32.9264 | -101.6478 | SPP | ERCO | Electric Reliability Council of Texas, Inc. |  | 22 | NR | 2 | IPP Non-CHP | X | N |  | N |  | N |  | N | X |  | Wind Energy Transmission Texas LLC | 60066 |  | 345
4254 | Consumers Energy Co | 57984 | Lake Winds Energy Park | 4400-5140 S Stiles Rd | Ludington | MI | 49431 | Mason | 43.8719 | -86.3347 | RFC | MISO | Midcontinent Independent Transmission System Operator, Inc.. |  | 22 | RE | 1 | Electric Utility |  | N |  | N |  | N |  |  | X |  | Consumers Energy Co | 4254 | MI | 138
57361 | SunE EPE2 LLC | 57985 | SunE EPE2 LLC | 1020 Crawford Boulevard | Las Cruces | NM | 88007 | Dona Ana | 32.2517 | -106.9133 | WECC | EPE | El Paso Electric Company |  | 22 | NR | 2 | IPP Non-CHP | X | N |  | Y | 12-25-000 | N |  |  | X |  | El Paso Electric Co | 5701 | NM | 24
57360 | SunE EPE1 LLC | 57986 | SunE EPE1 LLC | 1122 Luna Drive | Chaparral | NM | 88081 | Dona Ana | 32.0344 | -106.341 | WECC | EPE | El Paso Electric Company |  | 22 | NR | 2 | IPP Non-CHP |  | N |  | Y | 12-24-000 | N |  |  | X |  | El Paso Electric Co | 5701 | NM | 13
57363 | Canadian Hills Wind LLC | 57987 | Canadian Hills Wind | 14730 Calumet Road NW | El Rino | OK | 73014 | Canadian | 35.6297 | -98.0247 | SPP | SWPP | Southwest Power Pool |  | 22 | NR | 2 | IPP Non-CHP |  | N |  | N |  | N |  | N | X |  | Oklahoma Gas & Electric Co | 14063 | OK | 345
57362 | Energy 2001 Inc | 57988 | Lincoln Landfill | 3155 Athens Ave | Lincoln | CA | 95648 | Placer | 38.8381 | -121.3419 | WECC | CISO | California Independent System Operator |  | 22 | NR | 2 | IPP Non-CHP |  | N |  | Y | 00-36-00 | N |  |  | X |  | Pacific Gas & Electric Co | 14328 | CA | 12
56769 | Consolidated Edison Development Inc. | 57989 | Groveland Solar | 513 Main Street | Groveland | MA | 1834 | Essex | 42.7511 | -71.0372 | NPCC | ISNE | ISO New England Inc. |  | 22 | NR | 2 | IPP Non-CHP |  | N |  | Y | 12-376 | N |  |  | X |  | New England Power Company | 13433 |  | 14
56769 | Consolidated Edison Development Inc. | 57990 | Shrewsbury Solar | 239 Cherry Street | Shrewsbury | MA | 1545 | Worcester | 42.2661 | -71.6958 | NPCC | ISNE | ISO New England Inc. |  | 22 | NR | 2 | IPP Non-CHP |  | N |  | Y | 12-379 | N |  |  | X |  | New England Power Company | 13433 |  | 14
58672 | Everpower Wind Holdings Inc | 57991 | Highland North Wind Farm | 225 Substation Road | Sidman | PA | 15955 | Cambria | 40.3196 | -78.6806 | RFC | PJM | PJM Interconnection, LLC |  | 22 | NR | 2 | IPP Non-CHP |  | N |  | N |  | Y | 11-3406-000 | N | X |  | Pennsylvania Electric Co | 14711 | PA | 115
57365 | Consolidated Edison Solutions Inc | 57992 | Boston Scientific Solar | 500 Commander Shea Boulevard | Quincy | MA | 2171 | Norfolk | 42.2933 | -71.0339 | NPCC | ISNE | ISO New England Inc. |  | 22 | NR | 2 | IPP Non-CHP | Y | N |  | N |  | N |  | N | X |  | New England Power Company | 13433 |  | 14
58289 | NextEra Energy Desert Sunlight 300, LLC | 57993 | Desert Sunlight 300, LLC | 44810 Kaiser Rd | Desert Center | CA | 92239 | Riverside | 33.8231 | -115.3939 | WECC | CISO | California Independent System Operator |  | 22 | NR | 2 | IPP Non-CHP |  | N |  | N |  | N |  |  | X |  | Southern California Edison Co | 17609 | CA | 230
57369 | Apple, Inc | 57994 | Apple Data Center PV | 5977 Startown Road | Maiden | NC | 28650 | Catawba | 35.5881 | -81.252 | SERC | DUK | Duke Energy Carolinas |  | 518 | NR | 4 | Commercial Non-CHP | N | N |  | Y | 12-328-000 | N |  |  | X |  | Duke Energy Carolinas, LLC | 5416 | NC | 12.47
57370 | NaturEner Rim Rock Energy LLC | 57995 | NaturEner Rim Rock Energy | 669 Rim Road | Kevin | MT | 59454 | Toole | 48.8203 | -112.1033 | WECC | WWA | NaturEner Wind Watch, LLC |  | 22 | NR | 2 | IPP Non-CHP |  | N |  | N |  | N |  |  | X |  | Marias River Electric Coop Inc | 11643 | MT | 230
57372 | Auwahi Wind Energy LLC | 57996 | Auwahi Wind Energy | 20100 Piilani Hwy | Kula | HI | 96790 | Maui | 20.596 | -156.318 | HICC |  |  |  | 22 | NR | 2 | IPP Non-CHP |  | N |  | Y | 11-236 | N |  | N | X |  | Maui Electric Co Ltd | 11843 | HI | 69
803 | Arizona Public Service Co | 57997 | Foothills Solar Plant | 12556 S Ave 12E | Yuma | AZ | 85367 | Yuma | 32.6486 | -114.4287 | WECC | AZPS | Arizona Public Service Company |  | 22 | RE | 1 | Electric Utility |  | N |  | N |  | N |  | N | X |  | Arizona Public Service Co | 803 | AZ | 69
58672 | Everpower Wind Holdings Inc | 57998 | Twin Ridges Wind Farm | 114 Mountain Run Farm Lane | Meyersdale | PA | 15552 | Somerset | 39.7606 | -78.8747 | RFC | PJM | PJM Interconnection, LLC |  | 22 | NR | 2 | IPP Non-CHP |  | N |  | N |  | Y | 12-72-000 | N | X |  | The Potomac Edison Company | 15263 | PA | 138
58672 | Everpower Wind Holdings Inc | 57999 | Patton Wind Farm | 124 Weber Road | Patton | PA | 16668 | Cambria | 40.6307 | -78.6961 | RFC | PJM | PJM Interconnection, LLC |  | 22 | NR | 2 | IPP Non-CHP |  | N |  | N |  | Y | 12-71-100 | N | X |  | Pennsylvania Electric Co | 14711 | PA | 46
56215 | E ON Climate Renewables N America LLC | 58000 | Anacacho Wind Farm, LLC | 15542 Ranch Road 1572 | Brackettville | TX | 78832 | Kinney | 29.2347 | -100.2092 | TRE | ERCO | Electric Reliability Council of Texas, Inc. |  | 22 | NR | 2 | IPP Non-CHP |  | N |  | N |  | Y | 12-101-000 |  | X |  | Oncor Electric Delivery Company LLC | 44372 | TX | 138
57377 | PPG - O&M Panda Temple Power LLC | 58001 | Panda Temple Power Station | 2892 Panda Drive | Temple | TX | 76501 | Bell | 31.0558 | -97.3172 | TRE | ERCO | Electric Reliability Council of Texas, Inc. | City of Temple | 22 | NR | 2 | IPP Non-CHP |  | N |  | N |  | N |  | N | X |  | Oncor Electric Delivery Company LLC | 44372 | TX | 345 |  |  | Energy Transfer and Atmos Energy
56769 | Consolidated Edison Development Inc. | 58002 | Alpaugh North | 5149-A Avenue 60 | Alpaugh | CA | 93201 | Tulare | 35.9025 | -119.4428 | WECC | CISO | California Independent System Operator |  | 22 | NR | 2 | IPP Non-CHP |  | N |  | N |  | N |  |  | X |  | Pacific Gas & Electric Co | 14328 | CA | 115
56769 | Consolidated Edison Development Inc. | 58003 | Alpaugh 50 | 5149-B Avenue 60 | Alpaugh | CA | 93201 | Tulare | 35.8983 | -119.4353 | WECC | CISO | California Independent System Operator |  | 22 | NR | 2 | IPP Non-CHP |  | N |  | N |  | N |  |  | X |  | Pacific Gas & Electric Co | 14328 | CA | 115
57378 | Granite Reliable Power | 58004 | Granite Reliable Power | 1281 Dummer Pond Road | Dummer | NH | 3588 | Coos | 44.7044 | -71.2925 | NPCC | ISNE | ISO New England Inc. |  | 22 | NR | 2 | IPP Non-CHP |  | N |  | N |  | N |  |  | X |  | Public Service Co of NH | 15472 | NH | 115
57379 | PPG - O&M Panda Sherman Power LLC | 58005 | Panda Sherman Power Station | 510 Progress Drive | Sherman | TX | 75092 | Grayson | 33.5826 | -96.6179 | TRE | ERCO | Electric Reliability Council of Texas, Inc. | Lake Texoma | 22 | NR | 2 | IPP Non-CHP |  | N |  | N |  | N |  | N | X |  | Oncor Electric Delivery Company LLC | 44372 | TX | 138 |  |  | Gulf Crossing Pipeline Company LLC Enterprise Pipeline Services Boardwalk Pipeline Partners
57383 | Wasatch View Solar LLC | 58006 | Salt Palace Solar Gen Plant | 100 South West Temple | Salt Lake City | UT | 84101 | Salt Lake | 40.7672 | -111.895 | WECC | PACE | PacifiCorp - East |  | 22 | NR | 2 | IPP Non-CHP | N | N |  | N |  | N |  | N | X |  | PacifiCorp | 14354 | UT | 480
57384 | Brea Power II | 58007 | Brea Expansion Plant | 1942 Valencia Ave | Brea | CA | 92821 | Orange | 33.932 | -117.8402 | WECC | CISO | California Independent System Operator | City Water | 22 | NR | 2 | IPP Non-CHP |  | N |  | N |  | N |  | N | X |  | Southern California Edison Co | 17609 | CA | 66
49893 | Invenergy Services LLC | 58008 | California Ridge Wind Energy LLC | 3429 East CR 2350 North Road | Fithian | IL | 61844 | Vermilion | 40.2117 | -87.8783 | SERC | MISO | Midcontinent Independent Transmission System Operator, Inc.. |  | 22 | NR | 2 | IPP Non-CHP | X | N |  | N |  | N |  | N | X |  | Ameren Illinois Company | 56697 | IL | 138
57386 | SunE CPS3 LLC | 58009 | SunE CPS3 LLC | 8719 S FM 2790 | Somerset | TX | 78069 | Bexar | 29.2219 | -98.6692 | TRE | ERCO | Electric Reliability Council of Texas, Inc. |  | 22 | NR | 2 | IPP Non-CHP |  | N |  | Y | 12-290, 12-291 | N |  |  | X |  | City of San Antonio - (TX) | 16604 | TX | 13.6
57390 | Siemens Government Technologies Inc | 58010 | WSMR I | 102 Headquarters Drive | White Sands Missile | NM | 88002 | Dona Ana | 32.3958 | -106.4772 | WECC | EPE | El Paso Electric Company |  | 22 | NR | 2 | IPP Non-CHP | N | N |  | N |  | N |  | N | X |  | El Paso Electric Co | 5701 | NM | 12.47
57389 | IKEA Property Inc | 58011 | IKEA Savannah 490 | 202 Little Hearst Parkway | Port Wentworth | GA | 31407 | Chatham | 32.1775 | -81.1738 | SERC | SOCO | Southern Company Services, Inc. - Trans |  | 53 | NR | 4 | Commercial Non-CHP | Y | N |  | N |  | N |  | N | X |  | Georgia Power Co | 7140 | GA | 0.48
57389 | IKEA Property Inc | 58012 | IKEA Tampa 042 | 1103 N 22nd St. | Tampa | FL | 33605 | Hillsborough | 27.9539 | -82.4325 | FRCC | TEC | Tampa Electric Company |  | 53 | NR | 4 | Commercial Non-CHP | Y | N |  | N |  | N |  | N | X |  | Tampa Electric Co | 18454 | FL | 0.48
57389 | IKEA Property Inc | 58013 | IKEA Round Rock 027 | 1 IKEA Way | Round Rock | TX | 78664 | Williamson | 30.557 | -97.6903 | TRE | ERCO | Electric Reliability Council of Texas, Inc. |  | 53 | NR | 4 | Commercial Non-CHP | Y | N |  | N |  | N |  | N | X |  | Oncor Electric Delivery Company LLC | 44372 | TX | 0.48
57389 | IKEA Property Inc | 58014 | IKEA Perryville 460 | 100 IKEA Way | Perryville | MD | 21903 | Cecil | 39.5608 | -76.0553 | RFC | PJM | PJM Interconnection, LLC |  | 53 | NR | 4 | Commercial Non-CHP | Y | N |  | N |  | N |  | N | X |  | Delmarva Power | 5027 | MD | 0.48
57389 | IKEA Property Inc | 58015 | IKEA College Park 411 | 10100 Baltimore Ave. | College Park | MD | 20740 | Prince Georges | 39.021 | -76.926 | RFC | PJM | PJM Interconnection, LLC |  | 53 | NR | 4 | Commercial Non-CHP | Y | N |  | N |  | N |  | N | X |  | Potomac Electric Power Co | 15270 | MD | 0.48
57389 | IKEA Property Inc | 58016 | IKEA Westhampton 061 | 100 IKEA Drive | Westampton | NJ | 8060 | Burlington | 40.0139 | -74.8536 | RFC | PJM | PJM Interconnection, LLC |  | 53 | NR | 4 | Commercial Non-CHP | Y | N |  | N |  | N |  | N | X |  | Public Service Elec & Gas Co | 15477 | NJ | 0.48
57391 | Copper Mountain Solar 2, LLC | 58017 | Copper Mountain Solar 2 | 585 Eldorado Valley Drive | Boulder City | NV | 89005 | Clark | 35.7864 | -114.9628 | WECC | CISO | California Independent System Operator |  | 22 | NR | 2 | IPP Non-CHP |  | N |  | N |  | Y | EG12-59 | N | X |  | San Diego Gas & Electric Co | 16609 | CA | 230
57395 | Shooting Star Wind Project LLC | 58018 | Shooting Star Wind Project LLC | 10252 10th Avenue | Mullinville | KS | 67109 | Kiowa | 37.5189 | -99.4464 | SPP | SWPP | Southwest Power Pool |  | 22 | NR | 2 | IPP Non-CHP |  | N |  | N |  | Y | 12-69 |  | X |  | Victory Electric Coop Assn Inc | 19820 | KS | 115
57396 | High Mesa Energy LLC | 58019 | High Mesa Energy LLC | 6136 N 11 E | Hagerman | ID | 83332 | Twin Falls | 42.88 | -115.0367 | WECC | IPCO | Idaho Power Company |  | 22 | NR | 2 | IPP Non-CHP |  | N |  | Y | 13,77 | N |  |  | X |  | Idaho Power Co | 9191 | ID | 138
57397 | Beebe Renewable Energy LLC | 58020 | Beebe Renewable Energy LLC | 5176 E Pierce Road | Ithaca | MI | 48847 | Gratiot | 43.2569 | -84.4997 | RFC | MISO | Midcontinent Independent Transmission System Operator, Inc.. |  | 22 | NR | 2 | IPP Non-CHP |  | N |  | N |  | Y | 12,92 |  | X |  | Michigan Electric Transmission Company | 56163 | MI | 345
57398 | Whitetail Wind Energy LLC | 58021 | Whitetail Wind Energy LLC | 18724 State Highway 359 | Oilton | TX | 78731 | Webb | 27.4881 | -99.0053 | TRE | ERCO | Electric Reliability Council of Texas, Inc. |  | 22 | NR | 2 | IPP Non-CHP |  | N |  | N |  | Y | 13,50 |  | X |  | AEP Texas Central Company | 3278 | TX | 138
50147 | US Geothermal Inc. | 58022 | Neal Hot Springs Geothermal Project | 2801 Bully Creek Road | Vale | OR | 97918 | Malheur | 44.0231 | -117.4681 | WECC | IPCO | Idaho Power Company |  | 22 | NR | 2 | IPP Non-CHP |  | N |  | N |  | Y | 12-389-000 |  | X |  | Idaho Power Co | 9191 | OR | 69
57400 | Evergreen Community Power, LLC | 58023 | Evergreen Community Power | 802 South Street | Reading | PA | 19602 | Berks | 40.3256 | -75.9228 | RFC | PJM | PJM Interconnection, LLC | GW | 322 | NR | 7 | Industrial CHP |  | N |  | N |  | N |  | N | X |  | Metropolitan Edison Co | 12390 | PA | 69 |  |  | UGI Utilities Inc.
56211 | KCP&L Greater Missouri Operations Co | 58024 | St Joseph Landfill Generating Station | 9431 50th Road Southeast | St Joseph | MO | 64507 | Buchanan | 39.6744 | -94.7761 | SPP | SWPP | Southwest Power Pool |  | 22 | RE | 1 | Electric Utility |  | N |  | N |  | N |  |  | X |  | KCP&L Greater Missouri Operations Co. | 12698 | MO | 12.47
57401 | Mt Wachusett Community College | 58025 | Mt Wachusett Community College | 444 Green Street | Gardner | MA | 1440 | Worcester | 42.5886 | -71.9842 | NPCC | ISNE | ISO New England Inc. |  | 611 | NR | 4 | Commercial Non-CHP | Y | N |  | N |  | N |  | N | X |  | National Grid Generation, LLC | 26751 |  | 13.8
57402 | Spruce Mountain Wind LLC | 58026 | Spruce Mountain WInd | 1551 Granite Ledge Road | Bryant Pond | ME | 4219 | Oxford | 44.4156 | -70.5598 | NPCC | ISNE | ISO New England Inc. |  | 22 | NR | 2 | IPP Non-CHP |  | N |  | Y | 11-167 | N |  | N | X |  | Central Maine Power Co | 3266 | ME | 34.5
57403 | SunE CPS2 LLC | 58027 | SunE CPS2 LLC | 3580 Valley Rd | San Antonio | TX | 78221 | Bexar | 29.245 | -98.4183 | TRE | ERCO | Electric Reliability Council of Texas, Inc. |  | 22 | NR | 2 | IPP Non-CHP |  | N |  | Y | 12-287 | N |  |  | X |  | City of San Antonio - (TX) | 16604 | TX | 13.6
57389 | IKEA Property Inc | 58028 | IKEA Tejon 345 | 4104 Industrial Park Drive | Lebec | CA | 93243 | Kern | 34.9753 | -118.9469 | WECC | CISO | California Independent System Operator |  | 53 | NR | 4 | Commercial Non-CHP | Y | N |  | N |  | N |  | N | X |  | Pacific Gas & Electric Co | 14328 | CA | 0.48
57311 | Constellation Solar Federal LLC | 58029 | Constellation New Energy Inc | 7-12 Reeves Station Road | Medford | NJ | 1040 | Burlington | 39.9289 | -74.8181 | RFC | PJM | PJM Interconnection, LLC |  | 22 | NR | 2 | IPP Non-CHP |  | N |  | Y | 12-78 | N |  |  | X |  | Public Service Elec & Gas Co | 15477 | NJ | 13.8
56990 | NJR Clean Energy Ventures Corporation | 58030 | Reeves Station Rd East | 27 Reeves Station Road | Medford | NJ | 8055 | Burlington | 39.9283 | -74.8144 | RFC | PJM | PJM Interconnection, LLC |  | 22 | NR | 2 | IPP Non-CHP |  | N |  | N |  | N |  | N | X |  | Public Service Elec & Gas Co | 15477 | NJ | 13.2
57365 | Consolidated Edison Solutions Inc | 58032 | Padelford Solar | 32 Padelford Street | Berkley | MA | 2779 | Bristol | 41.8533 | -71.065 | NPCC | ISNE | ISO New England Inc. |  | 22 | NR | 2 | IPP Non-CHP | N | N |  | Y | 12-471 | N |  | N | X |  | City of Taunton | 18488 | MA | 13
57405 | NLH1 Solar LLC | 58034 | Nickel 1 Solar Facility | 20732 GP Road | Lost Hills | CA | 93249 | Kern | 35.6473 | -119.7165 | WECC | CISO | California Independent System Operator |  | 22 | NR | 2 | IPP Non-CHP |  | N |  | N |  | N |  |  | X |  | Pacific Gas & Electric Co | 14328 | CA | 21
57406 | Deepwater Wind Block Island LLC | 58035 | Block Island Wind Farm | Offshore 3.5 Southeast of Bloc | NA | RI | 2807 | Washington | 41.1147 | -71.5211 | NPCC | ISNE | ISO New England Inc. |  | 22 | NR | 2 | IPP Non-CHP |  | N |  | N |  | N |  | N | X |  | The Narragansett Electric Co | 13214 | RI | 34.5
57407 | Riverside Renewable Energy | 58036 | Riverside Renewable Energy LLC | 101 S King Street | Gloucester City | NJ | 8003 | Camden | 39.9031 | -75.1258 | RFC | PJM | PJM Interconnection, LLC |  | 22 | NR | 2 | IPP Non-CHP | X | N |  | Y | 11-259-000 | N |  |  | X |  | Public Service Elec & Gas Co | 15477 | NJ | 23.3
57408 | Constellation Solar Arizona LLC | 58037 | Buckeye Union HS District 201 | 3000 South Apache Road | Buckeye | AZ | 85326 | Maricopa | 33.4192 | -112.5761 | WECC | AZPS | Arizona Public Service Company |  | 22 | NR | 2 | IPP Non-CHP |  | N |  | Y | 12-211 | N |  |  | X |  | Arizona Public Service Co | 803 | AZ | 0.48
57409 | Buffalo Center Wind LLC | 58038 | Buffalo Center Wind LLC | 2370 430th Street | Little Cedar | IA | 50454 | Mitchell | 43.3858 | -92.7594 | MRO | MISO | Midcontinent Independent Transmission System Operator, Inc.. |  | 22 | NR | 2 | IPP Non-CHP |  | N |  | Y | 12-321-000 | N |  |  | X |  | 4-County Electric Power Assn | 6641 | MS | 12.75
57410 | RET Modesto Solar LLC | 58039 | RET Modesto Solar | 6800 McHenry Avenue | Modesto | CA | 95356 | Stanislaus | 37.7342 | -120.9956 | WECC | CISO | California Independent System Operator |  | 22 | NR | 2 | IPP Non-CHP | N | N |  | Y | QF12-434 | N |  | N | X |  | Modesto Irrigation District | 12745 | CA | 69
57411 | KDC Solar O&M LLC | 58040 | United Stationers Supply Solar Electric | 100 Liberty Way | Cranbury | NJ | 8512 | Middlesex | 40.3206 | -74.5017 | RFC | PJM | PJM Interconnection, LLC |  | 421 | NR | 4 | Commercial Non-CHP | Y | N |  | Y | 11-472-000 | N |  | N | X |  | Public Service Elec & Gas Co | 15477 | NJ | 13
57412 | Chisholm View Wind Project | 58041 | Chisholm View Wind Project | 15930 N 150th Street | Hunter | OK | 74640 | Garfield | 36.5747 | -97.6736 | SPP | SWPP | Southwest Power Pool |  | 22 | NR | 2 | IPP Non-CHP |  | N |  | N |  | Y | ER12-2448-001 |  | X |  | Oklahoma Gas & Electric Co | 14063 | OK | 345.5
57413 | Black Mountain Solar LLC | 58042 | Black Mountain Solar LLC | 7025 S Yuma Road | Golden Valley | AZ | 86413 | Mohave | 35.0227 | -114.1627 | WECC | AZPS | Arizona Public Service Company |  | 22 | NR | 2 | IPP Non-CHP |  | N |  | Y | 13,24,000 | N |  |  | X |  | UNS Electric, Inc | 19728 | AZ | 20.5
57414 | Eli Lilly and Company | 58043 | Lilly Technical Center | 1555 S Harding Street | Indianapolis | IN | 46221 | Marion | 39.7475 | -86.1831 | RFC | MISO | Midcontinent Independent Transmission System Operator, Inc.. | Citizen's Thermal Energy | 325 | NR | 6 | Industrial Non-CHP |  | N |  | N |  | N |  | N | X |  | Indianapolis Power & Light Co | 9273 | IN | 138
57416 | Acciona Energy USA Global, LLC | 58044 | Anchor Wind, LLC | 698 160th Street | Mechanicsville | IA | 52306 | Cedar | 41.8508 | -91.2342 | MRO | MISO | Midcontinent Independent Transmission System Operator, Inc.. |  | 22 | NR | 2 | IPP Non-CHP | N | N |  | Y | QF12-329-000 | N |  | N | X |  | Central Iowa Power Cooperative | 3258 |  | 69
57417 | Zephyr Wind LLC | 58045 | Community Wind South | 18957 Jones Avenue | Rushmore | MN | 56168 | Nobles | 43.7136 | -95.8028 | MRO | MISO | Midcontinent Independent Transmission System Operator, Inc.. |  | 22 | NR | 2 | IPP Non-CHP |  | N |  | N |  | N |  |  | X |  | Northern States Power Co | 13780 | MN | 161
57422 | PPG Ind Fiber Glass Prdcts Inc | 58046 | Works 53 | 473 New Jersey Church Road | Lexington | NC | 27292 | Davidson | 35.755 | -80.2778 | SERC | DUK | Duke Energy Carolinas |  | 327 | NR | 6 | Industrial Non-CHP |  | N |  | N |  | N |  | N | X |  | Duke Energy Carolinas, LLC | 5416 | NC | 480
57423 | PPG Monroeville Chemicals Center | 58047 | PPG Monroeville Chemicals Center | 440 College Park Drive | Monroeville | PA | 15146 | Allegheny | 40.4422 | -79.7311 | RFC | PJM | PJM Interconnection, LLC |  | 541 | NR | 4 | Commercial Non-CHP |  | N |  | N |  | N |  | N | X |  | Duquesne Light Co | 5487 | PA | 23
57421 | BayWa r.e Wind LLC | 58048 | BayWa r.e Mozart LLC | 17839 Hwy 70 | Jayton | TX | 79528 | Kent | 32.9697 | -100.5242 | TRE | ERCO | Electric Reliability Council of Texas, Inc. |  | 22 | NR | 2 | IPP Non-CHP | X | N |  | N |  | N |  | N | X |  | AEP Texas North Company | 20404 | TX | 69
57420 | Jordache Enterprises | 58049 | Jordache Enterprises Solar | 200 South Helen St. | South Plainfield | NJ | 7080 | Middlesex | 40.5557 | -74.4084 | NPCC | PJM | PJM Interconnection, LLC |  | 493 | NR | 4 | Commercial Non-CHP | Y | N |  | N |  | N |  | N | X |  | Public Service Elec & Gas Co | 15477 | NJ | 13.7 | 0.48
57425 | PPG Industries, Inc. Works 6 | 58051 | PPG Industries, Inc. Works 6 | 400 Park Drive | Carlisle | PA | 17015 | Cumberland | 40.1264 | -77.1644 | RFC | PJM | PJM Interconnection, LLC |  | 327 | NR | 6 | Industrial Non-CHP |  | N |  | N |  | N |  | N | X |  | Metropolitan Edison Co | 12390 | PA | 13.8 |  |  | UGI
57427 | RockTenn-Battle Creek Mill | 58052 | Battle Creek Mill | 177 Angell St. | Battle Creek | MI | 49037 | Calhoun | 42.3221 | -85.2043 | RFC | MISO | Midcontinent Independent Transmission System Operator, Inc.. | Kalamazoo River | 32213 | NR | 7 | Industrial CHP |  | N |  | N |  | N |  | N | X |  | Consumers Energy Co | 4254 | MI | 46 |  |  | Semco 270# on Angell St.
57429 | PPG Industries, Inc. Works 15 | 58053 | PPG Industries, Inc. Works 15 | 3333 South Peach Ave | Fresno | CA | 93725 | Fresno | 36.69 | -119.72 | WECC | CISO | California Independent System Operator |  | 339 | NR | 6 | Industrial Non-CHP |  | N |  | N |  | N |  | N | X |  | Pacific Gas & Electric Co | 14328 | CA | 115
57430 | Berlin Station, LLC | 58054 | Burgess BioPower | One Community Street | Berlin | NH | 3570 | Coos | 44.4719 | -71.1753 | NPCC | ISNE | ISO New England Inc. | City of Berlin | 22 | NR | 2 | IPP Non-CHP |  | N |  | Y | QF11-238-000 | N |  | N | X |  | Public Service Co of NH | 15472 | NH | 115
57434 | T&M Limited Partnership | 58055 | Windy Ridge Generating Facility | 1652 North 1100 West | Fair Oaks | IN | 47943 | Jasper | 41.0347 | -87.2603 | RFC | MISO | Midcontinent Independent Transmission System Operator, Inc.. |  | 112 | NR | 6 | Industrial Non-CHP |  | N |  | N |  | N |  | N | X |  | Jasper County Rural E M C | 9665 | IN | 12.5
57435 | MillerCoors Irwindale Brewery | 58056 | MillerCoors Irwindale Brewery | 15801 E First Street | Irwindale | CA | 91706 | Los Angeles | 34.1217 | -117.9383 | WECC | CISO | California Independent System Operator |  | 312 | NR | 6 | Industrial Non-CHP | N | N |  | N |  | N |  | N | X |  | Southern California Edison Co | 17609 | CA | 66 |  |  | SoCal Gas
57436 | MillerCoors Shenandoah Brewery | 58057 | MillerCoors Shenandoah Brewery | 5135 South Eastside Highway | Elkton | VA | 22812 | Rockingham | 38.3569 | -78.6767 | SERC | PJM | PJM Interconnection, LLC |  | 312 | NR | 6 | Industrial Non-CHP |  | N |  | N |  | N |  | N | X |  | Shenandoah Valley Elec Coop | 17066 | VA | 13.8 |  |  | Columbia Gas of Virginia
57438 | Paramount Petroleum Corporation | 58058 | Paramount Refinery | 14700 Downey Avenue | Paramount | CA | 90723 | Los Angeles | 33.9 | -118.1514 | WECC | CISO | California Independent System Operator |  | 32411 | NR | 7 | Industrial CHP |  | N |  | N |  | N |  |  | X |  | Southern California Edison Co | 17609 | CA | 6.5 |  |  | Southern California Gas
7477 | Granger Electric Co | 58061 | Decatur-Morgan Co LFG Recovery Project | 620 Landfill Dr. | Trinity | AL | 35673 | Morgan | 34.6236 | -87.1011 | SERC | TVA | Tennessee Valley Authority |  | 22 | NR | 2 | IPP Non-CHP |  | N |  | N |  | N |  |  | X |  | Joe Wheeler Elec Member Corp | 9739 | AL | 12.47
57439 | Imperial Valley Solar Company 1 LLC | 58062 | Imperial Valley Solar Company 1 LLC | 440 East Beal Road | Niland | CA | 92257 | Imperial | 33.2458 | -115.4967 | WECC | IID | Imperial Irrigation District |  | 22 | NR | 2 | IPP Non-CHP | N | N |  | Y | 12-226-000 | N |  | N | X |  | Imperial Irrigation District | 9216 | CA | 13.2
57440 | SABIC IP Mt. Vernon, LLC | 58063 | SABIC Innovative Plastics Mt. Vernon | One Lexan Lane | Mount Vernon | IN | 47620 | Posey | 37.9103 | -87.9261 | RFC | MISO | Midcontinent Independent Transmission System Operator, Inc.. |  | 325211 | NR | 7 | Industrial CHP |  | N |  | N |  | N |  | N | X |  | Southern Indiana Gas & Elec Co | 17633 | IN | 16.9 |  |  | Vectern Energy
57441 | MARTA | 58064 | Laredo Bus Facility Solar Canopies | 277 Laredo Dr. | Decatur | GA | 30030 | DeKalb | 33.7833 | -84.2678 | SERC | SOCO | Southern Company Services, Inc. - Trans |  | 485 | NR | 4 | Commercial Non-CHP | N | N |  | N |  | N |  |  | X |  | Georgia Power Co | 7140 | GA | 20
57443 | MWRA Charlestown | 58065 | Charlestown Wind Turbine | 172 Alford Street | Charlestown | MA | 2129 | Suffolk | 42.3914 | -71.0708 | NPCC | ISNE | ISO New England Inc. |  | 22 | NR | 2 | IPP Non-CHP | Y | N |  | N |  | N |  | N | X |  | NSTAR Electric Company | 54913 | MA | 13.8
57442 | PCA, Filer City Mill | 58066 | PCA, Filer City Mill | 2246 Udell St | Filer City | MI | 49634 | Manistee | 44.2133 | -86.2867 | RFC | MISO | Midcontinent Independent Transmission System Operator, Inc.. | Lake Manistee | 322 | NR | 6 | Industrial Non-CHP |  | N |  | N |  | N |  | N | X |  | Consumers Energy Co | 4254 | MI | 138 |  |  | Michcon Westbay
57419 | SunE CPS1 LLC | 58068 | SunE CPS1 LLC | 4000 Rabel Road | San Antonio | TX | 78221 | Bexar | 29.245 | -98.4183 | TRE | ERCO | Electric Reliability Council of Texas, Inc. |  | 22 | NR | 2 | IPP Non-CHP |  | N |  | Y | 12-286 | N |  |  | X |  | City of San Antonio - (TX) | 16604 | TX | 13.6
57445 | Pasadena Refining System Inc | 58069 | PRSI FCC Generator | 111 Red Bluff Road | Pasadena | TX | 77506 | Harris | 29.7233 | -95.2103 | TRE | ERCO | Electric Reliability Council of Texas, Inc. | Coastal Water Authority | 32411 | NR | 7 | Industrial CHP |  | N |  | N |  | N |  | N | X |  | CenterPoint Energy | 8901 | TX | 138 |  |  | Tejas HNG (Houston Natural Gas) Kinder-Morgan
57446 | FRIT Solar Inc | 58070 | Mercer Mall | US Hwy 1 Mercer Mall | Lawrenceville | NJ | 8648 | Mercer | 40.2906 | -74.6819 | RFC | PJM | PJM Interconnection, LLC | Municipality | 22 | NR | 2 | IPP Non-CHP |  | N |  | N |  | N |  | N | X |  | Public Service Elec & Gas Co | 15477 | NJ | 13.2
57444 | 5045 Wind Partners LLC | 58071 | Windwalkers LLC | 1483A 430th Street | Northwoods | IA | 50448 | Worth | 43.3847 | -93.2214 | MRO | MISO | Midcontinent Independent Transmission System Operator, Inc.. |  | 22 | NR | 2 | IPP Non-CHP | N | N |  | N |  | N |  | N | X |  | Interstate Power and Light Co | 9417 | IA | 13.4
57354 | X-Elio North America Inc | 58073 | SEPV 1 | 10751 East Ave O | Palmdale | CA | 93550 | Los Angeles | 34.6189 | -117.9394 | WECC | CISO | California Independent System Operator |  | 22 | NR | 2 | IPP Non-CHP |  | N |  | Y | QF11-57-000 | N |  |  | X |  | Southern California Edison Co | 17609 | CA | 12
57354 | X-Elio North America Inc | 58074 | SEPV 2 | 4388 Lear Ave. | Twentynine Palms | CA | 92277 | San Bernardino | 34.1742 | -116.1528 | WECC | CISO | California Independent System Operator |  | 22 | NR | 2 | IPP Non-CHP |  | N |  | Y | QF11-508-000 | N |  |  | X |  | Southern California Edison Co | 17609 | CA | 25
57448 | Frontier El Dorado Refinery LLC | 58075 | El Dorado Refinery | 1401 S Douglas Rd | El Dorado | KS | 67042 | Butler | 37.7928 | -96.8772 | SPP | SWPP | Southwest Power Pool | municipality | 32411 | NR | 7 | Industrial CHP |  | N |  | N |  | N |  | N | X |  | Westar Energy Inc | 22500 | KS | 13 |  |  | Oneok
59622 | Ahana Renewables, LLC | 58076 | Edwards Air Force Base | 8 Draco Drive Building 8350, A | Edwards | CA | 93524 | Kern | 34.9077 | -117.9206 | WECC | CISO | California Independent System Operator |  | 22 | NR | 2 | IPP Non-CHP | Y | N |  | Y | QF14-239-000, QF14-238-000, QF14-237-000 | N |  | N | X |  | Southern California Edison Co | 17609 | CA | 34.5
57450 | Martin Midstream Partnership,LP | 58077 | Cross Oil Refining & Marketing, Inc | 484 East Sixth Street | Smackover | AR | 71762 | Union | 33.365 | -92.7197 | SERC | MISO | Midcontinent Independent Transmission System Operator, Inc.. |  | 32411 | NR | 7 | Industrial CHP |  | N |  | N |  | N |  | N | X |  | Entergy Arkansas Inc | 814 | AR | 13.8 |  |  | Enable Gas Transmission
57451 | Rocky Ridge Wind Project LLC | 58078 | Rocky Ridge Wind Project | 13237 North 2240 Road | Hobart | OK | 73541 | Kiowa | 35.1356 | -99.0031 | SPP | SWPP | Southwest Power Pool |  | 22 | NR | 2 | IPP Non-CHP |  | N |  | N |  | Y | EG12-16 |  | X |  | AEP Texas North Company | 20404 | TX | 138
57457 | Newark Energy Center, LLC | 58079 | Newark Energy Center | 955 Delancy St. | Newark | NJ | 7105 | Essex | 40.7072 | -74.1258 | RFC | PJM | PJM Interconnection, LLC | Passaic Valley Sewer Commrs. | 22 | NR | 2 | IPP Non-CHP |  | N |  | N |  | N |  | N | X |  | Public Service Elec & Gas Co | 15477 | NJ | 230 |  |  | Williams - Transco
57460 | NextEra Wolf Ridge LLC | 58080 | Wolf Ridge Wind | 1923 CR 431 | Muenster | TX | 76252 | Cooke | 33.733 | -97.4284 | TRE | ERCO | Electric Reliability Council of Texas, Inc. |  | 22 | NR | 2 | IPP Non-CHP | X | N |  | N |  | N |  | N | X |  | Brazos Electric Power Coop Inc | 2172 |  | 138
57315 | Western Sugar Cooperative | 58081 | Western Sugar Coop- Ft Morgan | 18317 Highway 144 | Fort Morgan | CO | 80701 | Morgan | 40.263 | -103.8069 | WECC | PSCO | Public Service Company of Colorado | Wells | 311 | NR | 7 | Industrial CHP |  | N |  | N |  | N |  | Y | N | OP | City of Fort Morgan | 6610 | CO | 12.5 |  |  | El Paso
40577 | American Mun Power-Ohio, Inc | 58082 | AMP Napoleon Solar Facility | 1645 Commerce Drive | Napoleon | OH | 43545 | Henry | 41.4067 | -84.1108 | RFC | PJM | PJM Interconnection, LLC |  | 22 | RE | 1 | Electric Utility |  | N |  | N |  | N |  | N | X |  | City of Napoleon - (OH) | 13209 | OH | 12.47
57463 | Kimberly-Clark Worldwide Inc | 58083 | Fullerton Mill CHP | 2001 East Orangethorpe Avenue | Fullerton | CA | 92831 | Orange | 33.8617 | -117.8931 | WECC | CISO | California Independent System Operator | Municipality | 322 | NR | 7 | Industrial CHP |  | Y | 02-153-000 | N |  | N |  |  | X |  | Southern California Edison Co | 17609 | CA | 67 |  |  | So Cal Gas
57464 | Kimberly-Clark Corporation | 58084 | Kimberly Clark-Unit 1,2,3 | 58 Pickett District Road | New Milford | CT | 6776 | Litchfield | 41.5583 | -73.4136 | NPCC | ISNE | ISO New England Inc. | Houstanic River | 322 | NR | 7 | Industrial CHP |  | N |  | N |  | N |  | N | X |  | Connecticut Light & Power Co | 4176 | CT | 13.8 |  |  | Yankee Gas via Algonquin Pipeline
57468 | PRC-Desoto Intl Corp./PPG | 58085 | PRC-Desoto Intl/PPG Aerospace | 11601 United Street | Mojave | CA | 93501 | Kern | 34.9897 | -118.1506 | WECC | CISO | California Independent System Operator |  | 325 | NR | 6 | Industrial Non-CHP |  | N |  | N |  | N |  | N | X |  | Southern California Edison Co | 17609 | CA | 12 |  |  | SoCal Gas
57313 | SolarCity Corporation | 58086 | Intel Folsom | 1900 Prairie City Road | Folsom | CA | 95630 | Sacramento | 38.6451 | -121.173 | WECC | BANC | Balancing Authority of Northern California |  | 22 | NR | 2 | IPP Non-CHP | Y | N |  | N |  | N |  |  | X |  | Sacramento Municipal Util Dist | 16534 | CA | 480
57470 | Noble Energy Systems, Inc. | 58087 | Pea Patch Wind Farm | 1882 Pea Patch Road | Grantsville | MD | 21536 | Garrett | 39.5722 | -79.1389 | RFC | PJM | PJM Interconnection, LLC |  | 22 | NR | 2 | IPP Non-CHP |  | N |  | N |  | N |  |  | X |  | The Potomac Edison Company | 15263 | MD | 23.8
57469 | Stony Creek Wind Farm NY | 58088 | Stony Creek Wind Farm NY | to be determined | Warsaw | NY | 14569 | Wyoming | 42.7503 | -78.2489 | NPCC | NYIS | New York Independent System Operator |  | 22 | NR | 2 | IPP Non-CHP | N | N |  | N |  | Y | EG11-96-000 | N | X |  | New York State Elec & Gas Corp | 13511 | NY | 230
57444 | 5045 Wind Partners LLC | 58089 | Roeder Family Wind Farm LLC | 3672 Lark Ave | Manly | IA | 50546 | Worth | 43.2972 | -93.2833 | MRO | MISO | Midcontinent Independent Transmission System Operator, Inc.. |  | 22 | NR | 2 | IPP Non-CHP | N | N |  | N |  | N |  | N | X |  | Interstate Power and Light Co | 9417 | IA | 13.4
57411 | KDC Solar O&M LLC | 58090 | Middlesex Apple Orchard Solar | 95 Apple Orchard Road | North Brunswick | NJ | 8902 | Middlesex | 40.4264 | -74.4922 | RFC | PJM | PJM Interconnection, LLC |  | 92214 | NR | 4 | Commercial Non-CHP | Y | N |  | N |  | N |  |  | X |  | Public Service Elec & Gas Co | 15477 | NJ | 13
57465 | Keystone Solar, LLC | 58091 | Keystone Solar | 979 Deaver Rd. | Quarryville | PA | 17566 | Lancaster | 39.8611 | -76.2211 | RFC | PJM | PJM Interconnection, LLC |  | 22 | NR | 2 | IPP Non-CHP | N | N |  | Y | QF13-15-000 | N |  | N | X |  | PPL Electric Utilities Corp | 14715 | PA | 12
57474 | Bed Bath & Beyond | 58093 | BBB Corporate Headquarters | 650 Liberty Ave. | Union | NJ | 7083 | Union | 40.6972 | -74.305 | RFC | PJM | PJM Interconnection, LLC |  | 22 | NR | 2 | IPP Non-CHP | Y | N |  | N |  | N |  | N | X |  | Public Service Elec & Gas Co | 15477 | NJ | 13.2
57474 | Bed Bath & Beyond | 58094 | Christmas Tree Shops DC Burlington NJ | 270 Daniels Way | Florence Township | NJ | 8518 | Burlington | 40.1042 | -74.8128 | RFC | PJM | PJM Interconnection, LLC |  | 22 | NR | 2 | IPP Non-CHP | Y | N |  | N |  | N |  | N | X |  | Public Service Elec & Gas Co | 15477 | NJ | 13.2
57474 | Bed Bath & Beyond | 58095 | Harmon DC Totowa NJ | 11 Taft Road | Totowa | NJ | 7512 | Passaic | 40.9039 | -74.2478 | RFC | PJM | PJM Interconnection, LLC |  | 22 | NR | 2 | IPP Non-CHP | Y | N |  | N |  | N |  | N | X |  | Public Service Elec & Gas Co | 15477 | NJ | 13.2
57474 | Bed Bath & Beyond | 58096 | Bed Bath & Beyond DC Port Reading NJ | 1001 Middlesex Avenue | Port Reading | NJ | 7008 | Middlesex | 40.5683 | -74.2425 | RFC | PJM | PJM Interconnection, LLC |  | 441 | NR | 4 | Commercial Non-CHP | Y | N |  | N |  | N |  | N | X |  | Public Service Elec & Gas Co | 15477 | NJ | 13.2
58465 | Green States Energy, Inc. | 58097 | Green Meadows | 112 Green Meadow Drive | Sandwich | MA | 2563 | Barnstable | 41.6694 | -70.5319 | NPCC | ISNE | ISO New England Inc. |  | 22 | NR | 2 | IPP Non-CHP |  | N |  | N |  | N |  |  | X |  | NSTAR Electric Company | 54913 | MA | 23
15399 | Avangrid Renewables Inc | 58098 | El Cabo Wind | 123 El Cabo Wind Road | Encino | NM | 88321 | Torrance | 34.6511 | -105.4617 | WECC | PNM | Public Service Company of New Mexico |  | 22 | NR | 2 | IPP Non-CHP |  | N |  | N |  | N |  |  | X |  | Public Service Co of NM | 15473 | NM | 345
15399 | Avangrid Renewables Inc | 58099 | Montague Wind Power Facility LLC | 123 Montague Wind | Arlington | OR | 97812 | Gilliam | 45.7167 | -120.2008 | WECC | BPAT | Bonneville Power Administration |  | 22 | NR | 2 | IPP Non-CHP |  | N |  | N |  | N |  |  | X |  | Bonneville Power Admin | 1738 | OR | 230
57477 | Kern Oil & Refining Co | 58100 | Kern Oil & Refining Co | 7724 E Panama Lane | Bakersfield | CA | 93307 | Kern | 35.2956 | -118.9183 | WECC | CISO | California Independent System Operator |  | 32411 | NR | 6 | Industrial Non-CHP |  | N |  | N |  | N |  | N | X |  | Pacific Gas & Electric Co | 14328 | CA | 12 |  |  | 4" H Supply Line 38-335
57476 | Foundation CA Fund VI Manager LLC | 58101 | Foundation Cemex River Plant | 16888 North E Street | Victorville | CA | 92394 | San Bernardino | 34.5619 | -117.3072 | WECC | CISO | California Independent System Operator |  | 22 | NR | 2 | IPP Non-CHP |  | N |  | Y | QF-13-212-000 | N |  |  | X |  | Southern California Edison Co | 17609 | CA | 4.16
57476 | Foundation CA Fund VI Manager LLC | 58102 | Foundation Cemex BMQ | 25220 Black Mountain Quarry Ro | Apple Valley | CA | 92307 | San Bernardino | 34.6231 | -117.1125 | WECC | CISO | California Independent System Operator |  | 22 | NR | 2 | IPP Non-CHP |  | N |  | Y | QF-13-213-000 | N |  |  | X |  | Southern California Edison Co | 17609 | CA | 4.16
57480 | Heritage Garden Wind Farm I LLC | 58103 | Heritage Garden Wind Farm I LLC | 16388 18th Road | Garden | MI | 49835 | Delta | 45.7956 | -86.5339 | RFC | MISO | Midcontinent Independent Transmission System Operator, Inc.. |  | 22 | NR | 2 | IPP Non-CHP | N | N |  | Y | 12-421-001 | N |  |  | X |  | American Transmission Co | 659 | WI | 138
57476 | Foundation CA Fund VI Manager LLC | 58104 | Foundation Superior Farms | 7930 Rio Dixon Road | Dixon | CA | 95620 | Solano | 38.42 | -121.8181 | WECC | CISO | California Independent System Operator |  | 311 | NR | 6 | Industrial Non-CHP | Y | N |  | Y | QF-13-215-000 | N |  |  | X |  | Pacific Gas & Electric Co | 14328 | CA | 0.48
57476 | Foundation CA Fund VI Manager LLC | 58105 | Foundation Wal-Mart Red Bluff | 10815 State Highway 99 West | Red Bluff | CA | 96080 | Tehama | 40.1111 | -122.1939 | WECC | CISO | California Independent System Operator |  | 421 | NR | 4 | Commercial Non-CHP | Y | N |  | Y | QF-13-65-000 | N |  |  | X |  | Pacific Gas & Electric Co | 14328 | CA | 0.48
57075 | Ridgeline Energy LLC | 58106 | Meadow Creek Project Company | 2244 North 115th E | Idaho Falls | ID | 83401 | Bonneville | 43.5244 | -111.8039 | WECC | PACE | PacifiCorp - East |  | 22 | NR | 2 | IPP Non-CHP |  | N |  | Y | 12-175, 12-176 | Y | 12-82-000 | N | X |  | PacifiCorp | 14354 | ID | 161
57481 | Red River Mill Intl Paper Company | 58108 | International Paper Red River Mill | 4537 Highway 480 | Campti | LA | 71411 | Natchitoches | 31.9033 | -93.1739 | SPP | MISO | Midcontinent Independent Transmission System Operator, Inc.. | Flag Lake | 322 | NR | 7 | Industrial CHP |  | Y | 06-23-000 | N |  | N |  | Y | Y | OP | Southwestern Electric Power Co | 17698 | LA | 13.8 |  |  | Crosstex
57492 | Georgia-Pacific Toledo LLC | 58109 | Georgia-Pacific Toledo Mill | 1400 SE Butler Bridge Road | Toledo | OR | 97391 | Lincoln | 44.6119 | -123.9319 | WECC | BPAT | Bonneville Power Administration | Olalla Creek | 32213 | NR | 7 | Industrial CHP |  | Y | 8564000 | N |  | N |  | Y | N | OP | Central Lincoln People's Ut Dt | 3264 | OR | 14.4 |  |  | NW Natural Pipeline P30 (Central Coast Feeder)
57485 | Diamond State Generation Partners, LLC | 58110 | Brookside Newark | 512 E. Chestnut Hill Road | Newark | DE | 19713 | New Castle | 39.6689 | -75.7161 | RFC | PJM | PJM Interconnection, LLC |  | 22 | NR | 2 | IPP Non-CHP |  | N |  | N |  | N |  | N | X |  | Delmarva Power | 5027 | DE | 12.47 |  |  | Delmarva Distribution Network
59870 | Bishop Hill Energy II, LLC | 58111 | Bishop Hill II Wind Farm | 13870 North 570th Avenue | Cambridge | IL | 61238 | Henry | 41.2325 | -90.1742 | SERC | MISO | Midcontinent Independent Transmission System Operator, Inc.. |  | 22 | NR | 2 | IPP Non-CHP |  | N |  | N |  | Y | 11103000 | N | X |  | Ameren Illinois Company | 56697 | IL | 138
57484 | Foundation CA Fund V Manager, LLC | 58112 | Foundation Cemex Madison | 30900 State Highway 16 | Madison | CA | 95653 | Yolo | 38.6928 | -121.9325 | WECC | CISO | California Independent System Operator |  | 22 | NR | 2 | IPP Non-CHP | Y | N |  | Y | QF12-515-000 | N |  | N | X |  | Pacific Gas & Electric Co | 14328 | CA | 12.47
57484 | Foundation CA Fund V Manager, LLC | 58113 | Foundation RRM | 13990 Apache Trail | Cabazon | CA | 92230 | Riverside | 33.9172 | -116.815 | WECC | CISO | California Independent System Operator |  | 22 | NR | 2 | IPP Non-CHP | Y | N |  | Y | QF-13-214-000 | N |  | N | X |  | Southern California Edison Co | 17609 | CA | 0.48
57484 | Foundation CA Fund V Manager, LLC | 58114 | Foundation NWNA | 14020 Elm Street | Cabazon | CA | 92230 | Riverside | 33.9142 | -116.7492 | WECC | CISO | California Independent System Operator |  | 22 | NR | 2 | IPP Non-CHP | N | N |  | Y | QF-13-211-000 | N |  | N | X |  | Southern California Edison Co | 17609 | CA | 4.16
57495 | Cellu Tissue LLC | 58116 | Cellu Tissue | #2 Forbes Street | East Hartford | CT | 6108 | Hartford | 41.7761 | -72.6067 | NPCC | ISNE | ISO New England Inc. | Municipality MDC | 322 | NR | 6 | Industrial Non-CHP |  | N |  | N |  | N |  |  | X |  | Connecticut Light & Power Co | 4176 | CT | 12.5 |  |  | Algonquin Gas Transmission
57494 | TDX North Slope Generating Inc. | 58117 | TNSG South Plant | 100 Power Plant Way | Deadhorse | AK | 99374 | North Slope | 70.2 | -148.4667 | ASCC |  |  |  | 22 | RE | 1 | Electric Utility |  | N |  | N |  | N |  | N | X |  | TDX North Slope Generating Co | 19277 | AK | 12.47 |  |  | Norgasco, Prudhoe Bay, Alaska
57354 | X-Elio North America Inc | 58118 | La Joya Del Sol | 3772 South Fig Ave | Fresno | CA | 93706 | Fresno | 36.6786 | -119.7975 | WECC | CISO | California Independent System Operator |  | 22 | NR | 2 | IPP Non-CHP |  | N |  | Y | 12317000 | N |  |  | X |  | Pacific Gas & Electric Co | 14328 | CA | 12
57497 | Golden State Energy LLC | 58119 | Depot Park Solar System | 16 Business Park Way | Sacramento | CA | 95828 | Sacramento | 38.515 | -121.3983 | WECC | BANC | Balancing Authority of Northern California |  | 22 | NR | 2 | IPP Non-CHP |  | N |  | N |  | N |  | N | X |  | Sacramento Municipal Util Dist | 16534 | CA | 12
5109 | DTE Electric Company | 58121 | Echo Wind Park | 3222 Hereford Rd. | Elkton | MI | 48731 | Huron | 43.8825 | -83.1614 | RFC | MISO | Midcontinent Independent Transmission System Operator, Inc.. |  | 22 | RE | 1 | Electric Utility |  | N |  | N |  | N |  |  | X |  | ITC Transmission | 56068 |  | 120
20323 | Wellhead Services Inc | 58122 | Delano Energy Center | Road 128 #3 | Delano | CA | 93215 | Tulare | 35.7909 | -119.2945 | WECC | CISO | California Independent System Operator | Ground Water | 22 | NR | 2 | IPP Non-CHP |  | N |  | N |  | N |  | N | X |  | Southern California Edison Co | 17609 | CA | 69 |  |  | Southern California Gas Company
56990 | NJR Clean Energy Ventures Corporation | 58123 | Wakefern Food Corp | 5000 Riverside Drive | Keasbey | NJ | 8832 | Middlesex | 40.51 | -74.3283 | RFC | PJM | PJM Interconnection, LLC |  | 22 | NR | 2 | IPP Non-CHP |  | N |  | N |  | N |  | N | X |  | Public Service Elec & Gas Co | 15477 | NJ | 13.2
20847 | Wisconsin Electric Power Co | 58124 | Rothschild Biomass Cogen Facility | 210 N Grand Avenue | Rothschild | WI | 54474 | Marathon | 44.8878 | -89.6297 | RFC | MISO | Midcontinent Independent Transmission System Operator, Inc.. | Wisconsin River | 22 | RE | 1 | Electric Utility |  | N |  | Y | QF12-386-000 | N |  | N | X |  | Wisconsin Public Service Corp | 20860 | WI | 46 |  |  | ANR
17718 | Southwestern Public Service Co | 58125 | Quay County | 501West Campbell Avenue | Tucumcari | NM | 88401 | Quay | 35.1828 | -103.7311 | WECC | SWPP | Southwest Power Pool |  | 22 | RE | 1 | Electric Utility |  | N |  | N |  | N |  | N | X |  | Southwestern Public Service Co | 17718 | NM | 115
57503 | Limon | 58126 | Limon Wind I | 22085 County Road 3P | Limon | CO | 80828 | Lincoln | 39.381 | -103.5732 | WECC | PSCO | Public Service Company of Colorado |  | 22 | NR | 2 | IPP Non-CHP |  | N |  | N |  | N |  |  | X |  | Public Service Co of Colorado | 15466 | CO | 345
57503 | Limon | 58127 | Limon Wind II | 22085 County Road 3P | Limon | CO | 80828 | Lincoln | 39.3414 | -103.5811 | WECC | PSCO | Public Service Company of Colorado |  | 22 | NR | 2 | IPP Non-CHP |  | N |  | N |  | N |  |  | X |  | Public Service Co of Colorado | 15466 | CO | 345
56778 | Bloom Energy 2009 PPA | 58128 | Kaiser Downey | 9333 Imperial Hwy | Downey | CA | 90242 | Los Angeles | 33.9192 | -118.1286 | WECC | CISO | California Independent System Operator |  | 22 | NR | 2 | IPP Non-CHP |  | N |  | N |  | N |  | N | X |  | Southern California Edison Co | 17609 | CA | 0.49 |  |  | Southern California Gas
58082 | Prairies Edge Dairy Farms LLC | 58129 | Prairies Edge Generating Facility | 5431 East 600 North Road | Fair Oaks | IN | 47943 | Jasper | 41.0606 | -87.3071 | RFC | MISO | Midcontinent Independent Transmission System Operator, Inc.. |  | 112 | NR | 6 | Industrial Non-CHP |  | N |  | N |  | N |  | N | X |  | Jasper County Rural E M C | 9665 | IN | 12.5
58081 | Blue Mountain Biogas LLC | 58130 | Blue Mountain Biogas | 12665 South Pioche Road | Milford | UT | 84751 | Beaver | 38.1739 | -113.2972 | WECC | PACE | PacifiCorp - East |  | 22 | NR | 2 | IPP Non-CHP |  | N |  | N |  | N |  | N | X |  | PacifiCorp | 14354 | UT | 24.9
58083 | Outback Solar, LLC | 58131 | Outback Solar At Christmas Valley | 92378 Christmas Valley Highway | Christmas Valley | OR | 97641 | Lake | 43.2369 | -120.49 | WECC | BPAT | Bonneville Power Administration |  | 22 | NR | 2 | IPP Non-CHP |  | N |  | Y | QF13-34-000 | N |  |  | X |  | Midstate Electric Coop, Inc | 12439 | OR | 25
56778 | Bloom Energy 2009 PPA | 58132 | Kaiser Ontario | 2295 South Vineyard Ave | Ontario | CA | 91761 | San Bernardino | 34.0325 | -117.6089 | WECC | CISO | California Independent System Operator |  | 22 | NR | 2 | IPP Non-CHP |  | N |  | N |  | N |  | N | X |  | Southern California Edison Co | 17609 | CA | 0.48 |  |  | Southern California Gas
58084 | Oberlin Spear Point Solar One, LLC | 58134 | Oberlin Spear Point Solar One | 12500 N. Professor St. | Oberlin | OH | 44074 | Lorain | 41.3028 | -82.227 | RFC | PJM | PJM Interconnection, LLC |  | 611 | NR | 4 | Commercial Non-CHP | N | N |  | N |  | N |  |  | X |  | City of Oberlin - (OH) | 13949 | OH | 12.47
58088 | Washington White Post Solar LLC | 58135 | Washington White Post Solar LLC | 853 White Post Road | Bath | NC | 27808 | Beaufort | 35.5052 | -76.8484 | SERC | CPLE | Progress Energy Carolinas - EAST |  | 22 | NR | 2 | IPP Non-CHP |  | N |  | Y | 13-25-000 | N |  |  | X |  | City of Washington - (NC) | 20142 | NC | 34.5
58089 | Adkins Energy LLC | 58136 | Adkins Energy LLC | 4350 W Galena Rd | Lena | IL | 61048 | Stephenson | 42.3622 | -89.8036 | RFC | PJM | PJM Interconnection, LLC | Well water | 325193 | NR | 7 | Industrial CHP |  | N |  | N |  | N |  | N | X |  | Commonwealth Edison Co | 4110 | IL | 4.2 |  |  | Nicor
58090 | NextEra Energy Resources Ensign Wind | 58137 | Ensign Wind LLC | 100 W Mexitli St | Montezuma | KS | 67867 | Gray | 37.6145 | -100.2787 | SPP | SWPP | Southwest Power Pool |  | 22 | NR | 2 | IPP Non-CHP |  | N |  | N |  | N |  | N | X |  | Victory Electric Coop Assn Inc | 19820 | KS | 115
58093 | Otter Creek Ethanol LLC - Poet Ashton | 58138 | Otter Creek Ethanol Poet - Ashton | 4970 260th St | Ashton | IA | 51232 | Osceola | 43.275 | -95.8097 | MRO | MISO | Midcontinent Independent Transmission System Operator, Inc.. |  | 325193 | NR | 7 | Industrial CHP |  | N |  | N |  | N |  | N | X |  | Osceola Electric Coop, Inc | 14202 | IA | 12.5 |  |  | Northern Natural Gas
19663 | Utah State University | 58139 | Central Energy Plant USU | 910 North 900 East | Logan | UT | 84322 | Cache | 41.7486 | -111.8117 | WECC | PACE | PacifiCorp - East |  | 611 | NR | 4 | Commercial Non-CHP |  | N |  | N |  | N |  |  | X |  | City of Logan - (UT) | 11135 | UT | 12.46 |  |  | Questar Gas Pipelines
58097 | Kent State University | 58140 | Summit Street Power Plant | 1501 Ted Boyd Drive | Kent | OH | 44242 | Portage | 41.1431 | -81.3408 | RFC | PJM | PJM Interconnection, LLC |  | 611 | NR | 5 | Commercial CHP |  | N |  | N |  | N |  | N | X |  | Ohio Edison Co | 13998 | OH | 69 |  |  | Pipeline Number L#28158 Nominal Diameter 8" Material; Steel System AH5 MAOP 600PSIG
15399 | Avangrid Renewables Inc | 58141 | Groton Wind LLC | 590 Groton Hollow Rd | Groton | NH | 3266 | Grafton | 43.7681 | -71.8189 | NPCC | ISNE | ISO New England Inc. |  | 22 | NR | 2 | IPP Non-CHP |  | N |  | N |  | N |  |  | X |  | NSTAR Electric Company | 54913 | MA | 115
58098 | New Energy One LLC | 58142 | Rock Creek Dairy | 2150 E 3500 N | Filer | ID | 83328 | Twin Falls | 42.5003 | -114.615 | WECC | IPCO | Idaho Power Company |  | 22 | NR | 2 | IPP Non-CHP |  | N |  | Y | 12227000 | N |  |  | X |  | Idaho Power Co | 9191 | ID | 12.5
57354 | X-Elio North America Inc | 58144 | SVEP Solar Project Company | 544 Lovett Cemetery Road | Pownal | VT | 5261 | Bennington | 42.7536 | -73.2261 | NPCC | ISNE | ISO New England Inc. |  | 22 | NR | 2 | IPP Non-CHP |  | N |  | Y | 13-67-000 | N |  |  | X |  | Green Mountain Power Corp | 7601 | VT | 12.47
57354 | X-Elio North America Inc | 58145 | Williamstown Solar | 3479 VT Route 64 | Williamstown | VT | 5679 | Orange | 44.1131 | -72.6058 | NPCC | ISNE | ISO New England Inc. |  | 22 | NR | 2 | IPP Non-CHP |  | N |  | Y | 13-66-000 | N |  |  | X |  | Washington Electric Coop - (VT) | 20151 | VT | 12.47
58103 | Twin Rivers Paper Co LLC | 58146 | Twin Rivers Paper Co LLC | 82 Bridge Avenue | Madwaska | ME | 4756 | Aroostook | 47.36 | -68.3286 | NPCC | NBSO | New Brunswick System Operator | St. John River | 322 | NR | 7 | Industrial CHP |  | N |  | N |  | N |  | N | X |  | 4-County Electric Power Assn | 6641 | MS | 13.8
58108 | SunE AZ1, LLC | 58147 | Prescott Solar Plant | 10100 North Sam Steiger Trail | Prescott | AZ | 86301 | Yavapai | 34.6494 | -112.4275 | WECC | AZPS | Arizona Public Service Company |  | 22 | NR | 2 | IPP Non-CHP | X | N |  | N |  | N |  |  | X |  | Arizona Public Service Co | 803 | AZ | 12.47
58111 | RE Kansas South LLC | 58148 | RE Kansas South LLC | 170321 21st Avenue | Lemoore | CA | 93245 | Kings | 36.2261 | -119.8342 | WECC | CISO | California Independent System Operator |  | 22 | NR | 2 | IPP Non-CHP |  | N |  | Y | 12-97-000 | N |  | N | X |  | Pacific Gas & Electric Co | 14328 | CA | 69
58112 | TA-High Desert LLC | 58149 | TA-High Desert LLC | 9716 W Avenue I | Lancaster | CA | 93535 | Los Angeles | 34.7089 | -118.3047 | WECC | CISO | California Independent System Operator |  | 22 | NR | 2 | IPP Non-CHP |  | N |  | Y | 12-365-000 | N |  |  | X |  | Southern California Edison Co | 17609 | CA | 66
14354 | PacifiCorp | 58150 | Black Cap Solar Plant | 95886 Stock Drive Lane | Lakeview | OR | 97630 | Lake | 42.175 | -120.3626 | WECC | PACW | PacifiCorp - West |  | 22 | RE | 1 | Electric Utility |  | N |  | N |  | N |  |  | X |  | PacifiCorp | 14354 | OR | 12
58113 | Texas A&M, Utilities & Energy Services | 58151 | Central Utility Plant - Texas A&M | 496 Asbury | College Station | TX | 77843 | Brazos | 30.6178 | -96.3433 | TRE | ERCO | Electric Reliability Council of Texas, Inc. | Wells | 611 | NR | 5 | Commercial CHP |  | N |  | N |  | N |  | N | X |  | City of Bryan - (TX) | 2442 | TX | 12.47 |  |  | Line L8B6-2
58120 | Danbury Hospital | 58152 | Danbury Hospital Cogen Plant | 24 Hospital Avenue | Danbury | CT | 6810 | Fairfield | 41.4053 | -73.4475 | NPCC | ISNE | ISO New England Inc. | City of Danbury | 622 | NR | 5 | Commercial CHP |  | N |  | N |  | N |  | N | X |  | Connecticut Light & Power Co | 4176 | CT | 13.8 |  |  | Yankee Gas / Algonquin
58122 | Eastern Maine Medical Center | 58153 | Eastern Maine Medical Center | 489 State Street | Bangor | ME | 4402 | Penobscot | 44.8083 | -68.7508 | NPCC | ISNE | ISO New England Inc. |  | 622 | NR | 5 | Commercial CHP |  | N |  | N |  | N |  | N | X |  | Emera Maine | 1179 | ME | 12.47 |  |  | Bangor Gas
58121 | North Sky River Energy LLC | 58154 | North Sky River Energy LLC | 36316 Kelso Valley Road | Weldon | CA | 93283 | Kern | 35.3478 | -118.1864 | WECC | CISO | California Independent System Operator |  | 22 | NR | 2 | IPP Non-CHP |  | N |  | N |  | N |  | N | X |  | Southern California Edison Co | 17609 | CA | 230
58132 | Perrin Ranch Wind LLC | 58155 | Perrin Ranch Wind LLC | 8410 Espee Road | Williams | AZ | 86046 | Coconino | 35.4156 | -112.2711 | WECC | AZPS | Arizona Public Service Company |  | 22 | NR | 2 | IPP Non-CHP |  | N |  | N |  | N |  |  | X |  | Arizona Public Service Co | 803 | AZ | 500
58110 | SUNY Old Westbury College | 58156 | SUNY Old Westbury College | 223 Store Hill Rd. | Old Westbury | NY | 11568 | Nassau | 40.7889 | -73.565 | NPCC | NYIS | New York Independent System Operator |  | 611 | NR | 4 | Commercial Non-CHP |  | N |  | N |  | N |  |  | X |  | Public Service Elec & Gas Co | 15477 | NJ | 13.2 |  |  | Natinal Grid
58107 | University of Rochester | 58157 | University of Rochester | 390 Elmwood Avenue | Rochester | NY | 14627 | Monroe | 43.1239 | -77.6289 | NPCC | NYIS | New York Independent System Operator | Municipality | 611 | NR | 5 | Commercial CHP |  | N |  | N |  | N |  | N | X |  | Rochester Gas & Electric Corp | 16183 | NY | 11.5 |  |  | RG&E
58131 | Wesleyan University | 58158 | Wesleyan University Cogen 1 | 280 William St. | Middletown | CT | 6459 | Middlesex | 41.5564 | -72.6539 | NPCC | ISNE | ISO New England Inc. |  | 611 | NR | 5 | Commercial CHP |  | Y | QF07-221 | N |  | N |  |  | X |  | Connecticut Light & Power Co | 4176 | CT | 15 |  |  | Algonquin
58130 | University of Connecticut | 58159 | UCONN Cogen Facility | 240 Glenbrook Road | Storrs | CT | 6269 | Tolland | 41.8092 | -72.2542 | NPCC | ISNE | ISO New England Inc. | UCONN Well Fields | 611 | NR | 5 | Commercial CHP |  | N |  | N |  | N |  | N | X |  | Connecticut Light & Power Co | 4176 | CT | 69 |  |  | Algonquin
58109 | President & Trustees of Williams College | 58160 | Williams College - Campus CHP | 50 Heating Plant Drive | Williamstown | MA | 1267 | Berkshire | 42.7097 | -73.2022 | NPCC | ISNE | ISO New England Inc. |  | 611 | NR | 5 | Commercial CHP |  | N |  | N |  | N |  | N | X |  | National Grid Generation, LLC | 26751 |  | 15 |  |  | Berkshire Gas is the Local Distribution Company (LDC).
58106 | Western Michigan University | 58161 | Western Michigan University Power Plant | 1801 Stadium Drive | Kalamazoo | MI | 49008 | Kalamazoo | 42.28 | -85.6064 | RFC | MISO | Midcontinent Independent Transmission System Operator, Inc.. | Municipality | 611 | NR | 5 | Commercial CHP |  | Y | QF01-35-001 | N |  | N |  | N | X |  | Consumers Energy Co | 4254 | MI | 46 |  |  | Consumers Energy Co.
58134 | Cirrus Wind 1 LLC | 58162 | Cirrus Wind 1 LLC | 2609 County Road BB | Tahoka | TX | 79373 | Lynn | 33.0331 | -101.6875 | SPP | SWPP | Southwest Power Pool |  | 22 | NR | 2 | IPP Non-CHP |  | N |  | Y | 13-33-000 | N |  |  | X |  | Southwestern Public Service Co | 17718 | TX | 230
58133 | Mercy Medical Center | 58163 | Mercy Medical Center | 1000 North Village Avenue | Rockville Centre | NY | 11571 | Nassau | 40.6883 | -73.6308 | NPCC | NYIS | New York Independent System Operator |  | 622 | NR | 4 | Commercial Non-CHP |  | N |  | N |  | N |  | N | X |  | Long Island Power Authority | 11171 | NY | 14
58135 | Ecos Energy LLC | 58164 | Slayton Solar | 1478 91st Street | Slayton | MN | 56172 | Murray | 43.9803 | -95.7672 | MRO | MISO | Midcontinent Independent Transmission System Operator, Inc.. |  | 22 | NR | 2 | IPP Non-CHP | N | N |  | N |  | N |  | N | X |  | Northern States Power Co | 13780 | MN | 12.47
58137 | The College of New Jersey | 58165 | College of New Jersey | 2000 Pennington Road | Ewing | NJ | 8628 | Mercer | 40.2694 | -74.7733 | RFC | PJM | PJM Interconnection, LLC |  | 611 | NR | 5 | Commercial CHP |  | N |  | N |  | N |  |  | X |  | Public Service Elec & Gas Co | 15477 | NJ | 26.4 |  |  | PSEG
58138 | The Trustees of Smith College | 58166 | Smith College Central Heating Plant | 126 West St. | Northampton | MA | 1063 | Hampshire | 42.3125 | -72.6394 | NPCC | ISNE | ISO New England Inc. |  | 611 | NR | 5 | Commercial CHP |  | N |  | Y | QF10-13-000 | N |  | N | X |  | National Grid Generation, LLC | 26751 |  | 13.8 |  |  | Columbia Gas Company
58136 | William Floyd School District | 58167 | William Floyd School District | 338 Blanco Drive | Mastic Beach | NY | 11951 | Suffolk | 40.7769 | -72.8508 | NPCC | NYIS | New York Independent System Operator |  | 611 | NR | 5 | Commercial CHP |  | Y | QF-06-304-00 | Y | QF-06-304-000 | N |  | N | X |  | Long Island Power Authority | 11171 | NY | 13.8 |  |  | National Grid
58105 | University of Redlands | 58168 | Energy Center | 955 North Grove Street | Redlands | CA | 92373 | San Bernardino | 34.0631 | -117.1639 | WECC | CISO | California Independent System Operator |  | 611 | NR | 5 | Commercial CHP |  | N |  | N |  | N |  | N | X |  | Southern California Edison Co | 17609 | CA | 12 |  |  | Southern California Gas
58104 | California State University at Fullerton | 58169 | CSUF Trigeneration | 800 N St. College | Fullerton | CA | 92831 | Orange | 33.8806 | -117.8866 | WECC | CISO | California Independent System Operator |  | 611 | NR | 5 | Commercial CHP | N | N |  | N |  | N |  |  | X |  | Southern California Edison Co | 17609 | CA | 66 |  |  | L-1013
58140 | San Bernardino Comm College Dist | 58170 | Crafton Hills College Solar Farm | 11711 Sand Canyon Road | Yucaida | CA | 92399 | San Bernardino | 34.0431 | -117.0989 | WECC | CISO | California Independent System Operator |  | 611 | NR | 4 | Commercial Non-CHP | N | N |  | N |  | N |  | N | X |  | Southern California Edison Co | 17609 | CA | 12
24211 | Tucson Electric Power Co | 58171 | Prairie Fire | 7540 E Old Vail Road | Tucson | AZ | 85747 | Pima | 32.1164 | -110.82 | WECC | TEPC | Tucson Electric Power Company |  | 22 | RE | 1 | Electric Utility | X | N |  | N |  | N |  | N | X |  | Tucson Electric Power Co | 24211 | AZ | 13.8
16864 | Seaside Heights Municipal Utility | 58172 | Seaside Heights Power Plant | Sherman Blvd | Seaside Heights | NJ | 8751 | Ocean | 39.9433 | -74.0786 | RFC | PJM | PJM Interconnection, LLC |  | 22 | RE | 1 | Electric Utility |  | N |  | N |  | N |  | N | X |  | Seaside Heights Municipal Utility | 16864 | NJ | 4.16
58144 | BMW Manufacturing Co LLC | 58173 | BMW Manufacturing Co | 1400 Highway 101 South | Greer | SC | 29651 | Spartanburg | 34.8942 | -82.1783 | SERC | DUK | Duke Energy Carolinas |  | 336 | NR | 6 | Industrial Non-CHP |  | N |  | N |  | N |  | N | X |  | Duke Energy Carolinas, LLC | 5416 | SC | 13.2
57365 | Consolidated Edison Solutions Inc | 58174 | Wilson Solar | 115 Wilson Street | Spencer | MA | 1562 | Worcester | 42.2642 | -71.98 | NPCC | ISNE | ISO New England Inc. |  | 22 | NR | 2 | IPP Non-CHP | Y | N |  | N |  | N |  | N | X |  | Western Massachusetts Electric Company | 20455 | MA | 13
58146 | Gaelectric LLC | 58175 | Jawbone Wind Project | 3 miles northeast of Harlowton | Harlowton | MT | 59011 | Wheatland | 46.5081 | -109.7278 | WECC | NWMT | NorthWestern Energy (NWMT) |  | 22 | NR | 2 | IPP Non-CHP | N | N |  | N |  | N |  | N | X |  |  |  |  | 230
58129 | Rock River Water Reclamation District | 58177 | Kishwaukee CHP Plant | 3333 Kishwaukee Street | Rockford | IL | 61109 | Winnebago | 42.2219 | -89.0933 | RFC | PJM | PJM Interconnection, LLC | UNK | 22 | NR | 3 | IPP CHP |  | N |  | Y | 07-725-000 | N |  | N | X |  | Commonwealth Edison Co | 4110 | IL | 12.47 |  |  | NICOR Gas Pipeline
58148 | U.S. General Services Administration | 58178 | M. G. Emmett J. Bean Federal Center | 8899 E 56th Street | Indianapolis | IN | 46249 | Marion | 39.8531 | -86.0144 | RFC | MISO | Midcontinent Independent Transmission System Operator, Inc.. |  | 22 | NR | 2 | IPP Non-CHP |  | N |  | N |  | N |  | N | X |  | Indianapolis Power & Light Co | 9273 | IN | 0.48
58100 | Middle Tennessee State University | 58179 | MTSU Power Co-Gen Plant | 729 Champion Way | Murfreesboro | TN | 37132 | Rutherford | 35.8514 | -86.365 | SERC | TVA | Tennessee Valley Authority |  | 611 | NR | 5 | Commercial CHP |  | N |  | N |  | N |  | N | X |  | City of Murfreesboro | 13119 | TN | 12.47 |  |  | Atmos/Piedmont Gas
58099 | Emcor Energy Services | 58180 | UNH 7.9 MW Plant | 2 Library Way | Durham | NH | 3824 | Strafford | 43.1367 | -70.9361 | NPCC | ISNE | ISO New England Inc. |  | 611 | NR | 5 | Commercial CHP |  | Y | QF05-83 | N |  | N |  |  | X |  | Public Service Co of NH | 15472 | NH | 34.5 |  |  | Unitil - Dover Gate
58151 | Loyola University Health System | 58181 | Loyola University Health Plant | 2160S 1st Avenue | Maywood | IL | 60153 | Cook | 41.8558 | -87.8356 | RFC | PJM | PJM Interconnection, LLC |  | 622 | NR | 5 | Commercial CHP |  | N |  | N |  | N |  |  | X |  | Commonwealth Edison Co | 4110 | IL | 13 |  |  | Nicor
58157 | Prairie Horizon Agri Energy LLC | 58183 | Prairie Horizon Agri Energy | 1664 E 100 Rd | Phillipsburg | KS | 67611 | Phillips | 39.7611 | -99.3058 | SPP | SWPP | Southwest Power Pool | Municipality | 325193 | NR | 7 | Industrial CHP |  | N |  | N |  | N |  | N | X |  | Prairie Land Electric Coop Inc | 13799 | KS | 13.8 |  |  | Tallgrass
58156 | Rand Whitney Containerboard L.P. | 58184 | Rand Whitney CHP Plant | 370 Route 163 | Montville | CT | 6353 | New London | 41.4528 | -72.1361 | NPCC | ISNE | ISO New England Inc. |  | 32213 | NR | 7 | Industrial CHP |  | Y | QF 12-330-000 | N |  | N |  | N | X |  | Connecticut Light & Power Co | 4176 | CT | 23 |  |  | Algonquin
58152 | Amherst College | 58185 | Amherst College Co Gen | 151 College Street | Amherst | MA | 1002 | Hampshire | 42.3717 | -72.5122 | NPCC | ISNE | ISO New England Inc. |  | 611 | NR | 5 | Commercial CHP |  | N |  | N |  | N |  |  | X |  | 4-County Electric Power Assn | 6641 | MS | 13.8 |  |  | Berkshire Gas
58154 | Hudson Valley Community College | 58186 | HVCC Cogen Plant | 80 Vandenburgh Avenue | Troy | NY | 12180 | Rensselaer | 42.6969 | -73.68 | NPCC | NYIS | New York Independent System Operator |  | 611 | NR | 5 | Commercial CHP |  | N |  | N |  | N |  | N | X |  | Niagara Mohawk Power Corp. | 13573 | NY | 13.2 |  |  | National Grid
58164 | 180 Raritan Energy Solutions, LLC | 58187 | 180 Raritan Solar | 180 Raritan Center Parkway | Edison | NJ | 8817 | Middlesex | 40.5161 | -74.34 | RFC | PJM | PJM Interconnection, LLC |  | 22 | NR | 2 | IPP Non-CHP |  | N |  | N |  | N |  |  | X |  | Public Service Elec & Gas Co | 15477 | NJ | 0.48
15174 | Freeport McMoRan Oil & Gas | 58190 | Thomas M Knott Cogen Facility | 1821 Price Canyon Road | San Luis Obispo | CA | 93401 | San Luis Obispo | 35.1844 | -120.6183 | WECC | CISO | California Independent System Operator |  | 211 | NR | 6 | Industrial Non-CHP |  | N |  | N |  | N |  | N | X |  | Pacific Gas & Electric Co | 14328 | CA | 24 |  |  | So Cal
58153 | US Magnesium | 58191 | US Magnesium | 12819 N. Skull Valley Road | Rowley | UT | 84029 | Tooele | 40.9133 | -112.7339 | WECC | PACE | PacifiCorp - East | Wells | 331 | NR | 7 | Industrial CHP |  | Y | 97-75-001 | N |  | N |  | N | X |  | PacifiCorp | 14354 | UT | 13.8 |  |  | Questar Gas
58167 | Arkalon Ethanol LLC | 58192 | Arkalon Ethanol LLC | 8664 Road P | Liberal | KS | 67901 | Seward | 37.1106 | -100.8036 | SPP | SWPP | Southwest Power Pool | Wells | 325193 | NR | 7 | Industrial CHP |  | N |  | N |  | N |  | N | X |  | CMS Electric Coop Inc | 2774 | KS | 13.2 |  |  | Panhandle Eastern Pipeline Company
58166 | Bonanza BioEnergy LLC | 58193 | Bonanza BioEnergy LLC | 2810 E HWY 50 | Garden City | KS | 67846 | Finney | 37.9586 | -100.8361 | SPP | SWPP | Southwest Power Pool | Garden City | 325 | NR | 7 | Industrial CHP |  | N |  | N |  | N |  | N | X |  | Wheatland Electric Coop, Inc | 20510 | KS | 12.4 |  |  | Colorado Interstate Gas
58159 | Penn State University | 58194 | West Campus Steam Plant | Burrows Road | University Park | PA | 16802 | Centre | 40.7928 | -77.8647 | RFC | PJM | PJM Interconnection, LLC | campus water | 611 | NR | 5 | Commercial CHP |  | N |  | N |  | N |  | N | X |  | West Penn Power Company | 20387 | PA | 12.47 |  |  | Columbia Transmission
58159 | Penn State University | 58195 | East Campus Steam Plant | Porter Rd. | University Park | PA | 16802 | Centre | 40.8092 | -77.8475 | RFC | PJM | PJM Interconnection, LLC |  | 611 | NR | 5 | Commercial CHP |  | N |  | N |  | N |  | N | X |  | West Penn Power Company | 20387 | PA | 12.47 |  |  | Columbia Transmission
58170 | Cargill Salt Hersey | 58196 | Cargill Salt Hersey | 1395 135th Ave | Hersey | MI | 49639 | Osceola | 43.8342 | -85.3558 | RFC | MISO | Midcontinent Independent Transmission System Operator, Inc.. | Wells | 2123 | NR | 7 | Industrial CHP |  | N |  | N |  | N |  | N | X |  | Great Lakes Energy Coop | 38084 | MI | 4.16 |  |  | Kalkaska-Woolfolk 30" Pipeline
58163 | Poet Biorefining Lake Crystal | 58197 | Poet Biorefining Lake Crystal | 19200 499th Avenue | Lake Crystal | MN | 56055 | Blue Earth | 44.0933 | -94.2767 | MRO | MISO | Midcontinent Independent Transmission System Operator, Inc.. | Lake Crystal | 325 | NR | 6 | Industrial Non-CHP |  | N |  | N |  | N |  | N | X |  | South Central Electric Assn | 17550 | MN | 11 |  |  | Centerpoint Energy
58171 | University of California-San Francisco | 58198 | Parnassus Central Utility Plant | 25 Medical Center Way | San Francisco | CA | 94143 | San Francisco | 37.7608 | -122.4561 | WECC | CISO | California Independent System Operator | San Francisco Water Dept. | 611 | NR | 5 | Commercial CHP |  | Y | 97-143-000 | N |  | N |  | N | X |  | Pacific Gas & Electric Co | 14328 | CA | 12.4 |  |  | Pacific Gas & Electric Co distribution line.
58172 | NRG Energy Center Phoenix LLC | 58199 | Arizona State University CHP | 800 E. Lemon St. | Tempe | AZ | 85287 | Maricopa | 33.4172 | -111.9283 | WECC | AZPS | Arizona Public Service Company | City of Tempe | 611 | NR | 5 | Commercial CHP |  | N |  | N |  | N |  | N | X |  | Arizona Public Service Co | 803 | AZ | 12.5 |  |  | El Paso Pipeline to Southwest Gas
58173 | Almatis Burnside Inc. | 58200 | Burnside Alumina Plant | 41237 Hwy 22 | Burnside | LA | 70738 | Ascension | 30.1342 | -90.9175 | SERC | MISO | Midcontinent Independent Transmission System Operator, Inc.. | River Water | 3313 | NR | 7 | Industrial CHP |  | N |  | N |  | N |  | N | X |  | Entergy Louisiana LLC | 11241 | LA | 4.16 |  |  | CYPRESS GAS PIPELINE LLC GULF SOUTH PIPELINE COMPANY LP
58174 | Monroe Newpower Corporation | 58201 | Monroe Community College Plant | 1000 Henrietta Road | Rochester | NY | 14623 | Monroe | 43.1039 | -77.6103 | NPCC | NYIS | New York Independent System Operator | Monroe County Water Authority | 611 | NR | 5 | Commercial CHP |  | N |  | N |  | N |  | N | X |  | Rochester Gas & Electric Corp | 16183 | NY | 345 |  |  | RG&E
58175 | RE Victor Phelan Solar One LLC | 58202 | RE Victor Phelan Solar One LLC | 14320 Vinton Road | Adelanto | CA | 92301 | San Bernardino | 34.5361 | -117.4775 | WECC | CISO | California Independent System Operator |  | 22 | NR | 2 | IPP Non-CHP |  | N |  | Y | QF12-196-000 | N |  |  | X |  | Southern California Edison Co | 17609 | CA | 33
56925 | FPLE Wind, LLC | 58203 | Minco Wind III, LLC | 491 County Road 1180 | Minco | OK | 73059 | Caddo | 35.3724 | -98.1827 | SPP | SWPP | Southwest Power Pool |  | 22 | NR | 2 | IPP Non-CHP |  | N |  | N |  | N |  |  | X |  | Oklahoma Gas & Electric Co | 14063 | OK | 345
56751 | Yolo County of | 58204 | Grassland 3&4 Solar Project | County Road 104 and Road 35 | Davis | CA | 95618 | Yolo | 38.5003 | -121.6942 | WECC | CISO | California Independent System Operator |  | 22 | NR | 2 | IPP Non-CHP |  | N |  | Y | QF13-88-000 | N |  |  | X |  | Pacific Gas & Electric Co | 14328 | CA | 12
58176 | Veolia Energy Kansas City | 58205 | Grand Ave Plant | 115 Grand Boulevard | Kansas City | MO | 64106 | Jackson | 39.1119 | -94.5811 | SPP | SWPP | Southwest Power Pool | Missouri River | 22 | NR | 3 | IPP CHP |  | Y | 97-48-004 | N |  | N |  | N | X |  | Kansas City Power & Light Co | 10000 | MO | 13.8 |  |  | Missouri Gas Energy
14328 | Pacific Gas & Electric Co | 58206 | West Gates Solar Station | 18364 West Jayne Ave. | Huron | CA | 93234 | Fresno | 36.1422 | -120.1325 | WECC | CISO | California Independent System Operator |  | 22 | RE | 1 | Electric Utility |  | N |  | N |  | N |  |  | X |  | Pacific Gas & Electric Co | 14328 | CA | 12
58178 | GSA Metropolitan Service Center | 58207 | Central Utility Plant at White Oak | 10903 New Hampshire Ave | Silver Spring | MD | 20903 | Montgomery | 39.0394 | -76.9825 | SERC | PJM | PJM Interconnection, LLC | Municipality - WSSC | 921 | NR | 5 | Commercial CHP |  | N |  | N |  | N |  | N | X |  | Potomac Electric Power Co | 15270 | DC | 13.8 |  |  | Washington Gas
58179 | Cinnamon Bay LLC | 58208 | Cinnamon Bay Edgeboro Landfill | 3 Brick Plant Road | East Brunswick | NJ | 8850 | Middlesex | 40.4653 | -74.3939 | RFC | PJM | PJM Interconnection, LLC |  | 22 | NR | 2 | IPP Non-CHP |  | N |  | Y | 10-575-000 | N |  | N | X |  | City of Murfreesboro | 13119 | TN | 26 | 13 |  | PSEG
58180 | Blackwell Wind, LLC | 58209 | NextEra-Blackwell Wind, LLC | 220 N 20th St | Blackwell | OK | 74361 | Kay | 36.8467 | -97.4175 | SPP | SWPP | Southwest Power Pool |  | 22 | NR | 2 | IPP Non-CHP |  | N |  | N |  | N |  |  | X |  | Oklahoma Gas & Electric Co | 14063 | OK | 69
58185 | FirstLight Power Resources, Inc. - MA | 58210 | NFM Solar Power LLC | 100 Millers Falls Rd. | Northfield | MA | 1360 | Franklin | 42.6108 | -72.4742 | NPCC | ISNE | ISO New England Inc. |  | 22 | NR | 2 | IPP Non-CHP | Y | N |  | N |  | N |  | N | X |  | Western Massachusetts Electric Company | 20455 | MA | 13.8
56791 | Hudson Ranch Power I LLC | 58211 | Hudson Ranch Power II LLC | 333 West McDonald Rd | Calipatria | CA | 92233 | Imperial | 33.2044 | -115.5567 | WECC | IID | Imperial Irrigation District | Imperial Irrigation Dist | 22 | NR | 2 | IPP Non-CHP |  | N |  | N |  | N |  |  | X |  | Imperial Irrigation District | 9216 | CA | 230
5416 | Duke Energy Carolinas, LLC | 58212 | Buzzard Roost GT | 35797 SC Hwy 34 | Chappells | SC | 29037 | Greenwood | 34.1714 | -81.9117 | SERC | DUK | Duke Energy Carolinas |  | 22 | RE | 1 | Electric Utility |  | N |  | N |  | N |  | N | X |  | Duke Energy Carolinas, LLC | 5416 | NC | 100
58182 | SunE AZ2 LLC | 58213 | Saddle Mountain Solar I | 52500 W Baseline Road | Tonopah | AZ | 85354 | Maricopa | 33.3783 | -113.1808 | WECC | AZPS | Arizona Public Service Company |  | 22 | NR | 2 | IPP Non-CHP | X | N |  | Y | 13,50 | N |  |  | X |  | Arizona Public Service Co | 803 | AZ | 12
56769 | Consolidated Edison Development Inc. | 58214 | West Greenwich Solar | 179 Plain Meeting House Road | West Greenwich | RI | 2817 | Kent | 41.6494 | -71.71 | NPCC | ISNE | ISO New England Inc. |  | 22 | NR | 2 | IPP Non-CHP |  | N |  | Y | QF13-238 | N |  |  | X |  | New England Power Company | 13433 |  | 13
3046 | Duke Energy Progress - (NC) | 58215 | Lee Combined Cycle Plant | 1199 Black Jack Church Road | Goldsboro | NC | 27530 | Wayne | 35.3736 | -78.0894 | SERC | DUK | Duke Energy Carolinas | Quaker Neck Lake | 22 | RE | 1 | Electric Utility |  | N |  | N |  | N |  | N | X |  | Duke Energy Carolinas, LLC | 5416 | NC | 230 |  |  | Piedmont Natural Gas
58183 | J.R. Simplot Company | 58216 | J.R. Simplot Company | 16777 Howland Road | Lathrop | CA | 95330 | San Joaquin | 37.8069 | -121.2775 | WECC | CISO | California Independent System Operator | Wells | 325311 | NR | 6 | Industrial Non-CHP |  | N |  | Y | 06-61 | N |  | N | X |  | Pacific Gas & Electric Co | 14328 | CA | 115
56751 | Yolo County of | 58217 | Grassland 1&2 Solar Project | County Road 104 and Road 35 | Davis | CA | 95618 | Yolo | 38.5003 | -121.6942 | WECC | CISO | California Independent System Operator |  | 22 | NR | 2 | IPP Non-CHP | Y | N |  | Y | QF13-89-000 | N |  |  | X |  | Pacific Gas & Electric Co | 14328 | CA | 12
13902 | NorthWestern Energy | 58218 | Spion Kop Wind Farm | 7735 South Peak Rd | Geyser | MT | 59701 | Judith Basin | 47.3333 | -110.6392 | WECC | NWMT | NorthWestern Energy (NWMT) |  | 22 | RE | 1 | Electric Utility | X | N |  | N |  | N |  | N | X |  | NorthWestern Energy LLC - (MT) | 12825 | MT | 100
58186 | GL Dairy Biogas LLC | 58219 | GL Dairy Biogas | Schneider Road | Springfield | WI | 53562 | Dane | 43.1244 | -89.545 | MRO | MISO | Midcontinent Independent Transmission System Operator, Inc.. |  | 22 | NR | 2 | IPP Non-CHP |  | N |  | N |  | N |  | N | X |  | Madison Gas & Electric Co | 11479 | WI | 13.8
58187 | Haviland Plastic Products Co | 58220 | Haviland Plastic Products | 100 West Main Street | Haviland | OH | 45851 | Paulding | 41.0161 | -84.5875 | RFC | PJM | PJM Interconnection, LLC |  | 326 | NR | 6 | Industrial Non-CHP | Y | N |  | N |  | N |  |  | X |  | Ohio Power Co | 14006 | OH | 12.47
58194 | E.B. Eddy Paper Inc | 58222 | E.B. Eddy Paper Inc | 1700 Washington Avenue | Port Huron | MI | 48060 | St Clair | 42.9896 | -82.4379 | RFC | MISO | Midcontinent Independent Transmission System Operator, Inc.. | St Clair River | 322 | NR | 7 | Industrial CHP |  | N |  | N |  | N |  | N | X |  | DTE Electric Company | 5109 | MI | 40 |  |  | SEMCO service line
58195 | Hoag Memorial Presbyterian Hospital | 58223 | Hoag Hospital Cogen Plant | 1 Hoag Drive | Newport Beach | CA | 92658 | Orange | 33.6228 | -117.9364 | WECC | CISO | California Independent System Operator | Municipality | 622 | NR | 5 | Commercial CHP |  | N |  | N |  | N |  | N | X |  | Southern California Edison Co | 17609 | CA | 12 |  |  | PCH Main
58188 | Central Connecticut State University | 58224 | CCSU Co-Gen-STBY Gen | 1615 Stanley Street, East Hall | New Britain | CT | 6050 | Hartford | 41.6914 | -72.7686 | NPCC | ISNE | ISO New England Inc. |  | 611 | NR | 5 | Commercial CHP |  | N |  | N |  | N |  | N | X |  | Connecticut Light & Power Co | 4176 | CT | 13.8 |  |  | Connecticut Natural Gas
58197 | Newberry Solar 1 LLC | 58226 | Newberry Solar 1 LLC | 32952 Mountain View Road | Newberry Springs | CA | 92365 | San Bernardino | 34.8536 | -116.6831 | WECC | CISO | California Independent System Operator |  | 22 | NR | 2 | IPP Non-CHP | N | N |  | N |  | N |  | N | X |  | Southern California Edison Co | 17609 | CA | 12
58198 | Highlander Solar 2, LLC | 58227 | SEPV9 Power Plant | 3462 Morongo Road | Twentynine Palms | CA | 92277 | San Bernardino | 34.1922 | -116.0903 | WECC | CISO | California Independent System Operator | UNK | 22 | NR | 2 | IPP Non-CHP |  | N |  | Y | QF13-359 | N |  |  | X |  | Southern California Edison Co | 17609 | CA | 33
58201 | Milford Solar LLC | 58228 | Milford Solar Farm | 686 Milford-Harrington Highwat | Milford | DE | 19963 | Kent | 38.9231 | -75.4533 | RFC | PJM | PJM Interconnection, LLC |  | 22 | NR | 2 | IPP Non-CHP | N | N |  | Y | QF13-143-000 | N |  |  | X |  | City of Milford - (DE) | 12540 | DE | 24.9
58202 | Energy Alternatives Wholesale LLC | 58229 | Lake Marion | 24232 Pillsbury Avenue | Lakeville | MN | 55044 | Dakota | 44.6003 | -93.2939 | MRO | MISO | Midcontinent Independent Transmission System Operator, Inc.. |  | 22 | NR | 2 | IPP Non-CHP |  | N |  | N |  | Y | EG12-97-000 | N | X |  | Dakota Electric Association | 25177 | MN | 12.47
58202 | Energy Alternatives Wholesale LLC | 58230 | Hastings | 17151 Joan Avenue | Hastings | MN | 55033 | Dakota | 44.7 | -92.8936 | MRO | MISO | Midcontinent Independent Transmission System Operator, Inc.. |  | 22 | NR | 2 | IPP Non-CHP |  | N |  | N |  | Y | EG12-97-000 | N | X |  | Dakota Electric Association | 25177 | MN | 12.47
58203 | NRG Energy Center Eagles LLC | 58231 | Lincoln Financial Field | 1 Lincoln Financial Way | Philadelphia | PA | 19148 | Philadelphia | 39.9008 | -75.1675 | RFC | PJM | PJM Interconnection, LLC |  | 22 | NR | 2 | IPP Non-CHP |  | N |  | N |  | N |  |  | X |  | PECO Energy Co | 14940 | PA | 13.2
58661 | Sustainable Power Group, LLC | 58232 | Tahquitz High School | 4425 Tital Trail | Hemet | CA | 92545 | Riverside | 33.7672 | -117.0175 | WECC | CISO | California Independent System Operator |  | 611 | NR | 4 | Commercial Non-CHP | Y | N |  | N |  | N |  | N | X |  | Southern California Edison Co | 17609 | CA | 0.48
57421 | BayWa r.e Wind LLC | 58233 | Wagner Wind LLC | 63335 19th Avenue | Palm Springs | CA | 92240 | Riverside | 33.9089 | -116.5556 | WECC | CISO | California Independent System Operator |  | 22 | NR | 2 | IPP Non-CHP | X | N |  | Y | QF13-387-000 | N |  | N | X |  | Southern California Edison Co | 17609 | CA | 33
58211 | Highlander Solar 1, LLC | 58234 | SEPV 8 | 4450 Lear Avenue | Twentynine Palms | CA | 92277 | San Bernardino | 34.1719 | -116.1525 | WECC | CISO | California Independent System Operator |  | 22 | NR | 2 | IPP Non-CHP |  | N |  | Y | QF13-358 | N |  |  | X |  | Southern California Edison Co | 17609 | CA | 33
19856 | City of Vineland - (NJ) | 58235 | Clayville | 4087 S Lincoln Avenue | Vineland | NJ | 8361 | Cumberland | 39.4244 | -75.02 | RFC | PJM | PJM Interconnection, LLC |  | 22 | RE | 1 | Electric Utility |  | N |  | N |  | N |  | N | X |  | Atlantic City Electric Co | 963 | NJ | 69 |  |  | South Jersey Gas
9417 | Interstate Power and Light Co | 58236 | Marshalltown Generating Station | 2115 East Nevada Street | Marshalltown | IA | 50158 | Marshall | 42.0433 | -92.8728 | MRO | MISO | Midcontinent Independent Transmission System Operator, Inc.. | Municipality | 22 | RE | 1 | Electric Utility |  | N |  | N |  | N |  | N | X |  | ITC Midwest LLC | 56161 |  | 161 |  |  | Northern Borders Pipeline
58213 | New Britain Renewable Energy, LLC | 58237 | CCSU Fuel Cell Project | 40 Wells Street | New Britain | CT | 6053 | Hartford | 41.6919 | -72.7611 | NPCC | ISNE | ISO New England Inc. |  | 611 | NR | 5 | Commercial CHP |  | N |  | N |  | N |  | N | X |  | Connecticut Light & Power Co | 4176 | CT | 4.16 |  |  | Connecticut Natural Gas pipeline
58212 | Georgia Mountain Community Wind, LLC | 58238 | Georgia Mountain Community Wind Farm | 1290 Ted Road | Milton | VT | 5468 | Chittenden | 44.6617 | -73.07 | NPCC | ISNE | ISO New England Inc. |  | 22 | NR | 2 | IPP Non-CHP | N | N |  | Y | QF12-306-000 | N |  |  | X |  | Green Mountain Power Corp | 7601 | VT | 34.5
57081 | WGL Energy Systems, Inc | 58239 | Kent County-Kennedyville | 11651 Kennedyville Road | Kennedyville | MD | 21645 | Kent | 39.2972 | -75.9822 | RFC | PJM | PJM Interconnection, LLC |  | 22 | NR | 2 | IPP Non-CHP |  | N |  | N |  | N |  |  | X |  | Delmarva Power | 5027 | MD | 24.94
57081 | WGL Energy Systems, Inc | 58240 | Kit Carson | 195 Ventero Road | Amalia | NM | 87512 | Taos | 36.9667 | -105.4381 | WECC | PNM | Public Service Company of New Mexico |  | 22 | NR | 2 | IPP Non-CHP |  | N |  | N |  | N |  |  | X |  | Kit Carson Electric Coop, Inc | 10378 | NM | 24.9
57081 | WGL Energy Systems, Inc | 58241 | Rock Hall | 6015 N Main Street | Rock Hall | MD | 21661 | Kent | 39.15 | -76.23 | RFC | PJM | PJM Interconnection, LLC |  | 22 | NR | 2 | IPP Non-CHP |  | N |  | N |  | N |  |  | X |  | Delmarva Power | 5027 | MD | 25
56545 | Pattern Operators LP | 58242 | Pattern Panhandle Wind LLC | 1797 FM 2385 | Panhandle | TX | 79068 | Carson | 35.4275 | -101.2531 | TRE | ERCO | Electric Reliability Council of Texas, Inc. |  | 22 | NR | 2 | IPP Non-CHP |  | N |  | N |  | N |  | N | X |  | Cross Texas Transmission | 60065 |  | 345
57081 | WGL Energy Systems, Inc | 58243 | Kent County - Worton Complex | 11401 Worton Road | Worton | MD | 21678 | Kent | 39.2808 | -76.0908 | RFC | PJM | PJM Interconnection, LLC |  | 22 | NR | 2 | IPP Non-CHP |  | N |  | N |  | N |  |  | X |  | Choptank Electric Coop, Inc | 3503 | MD | 12.47
58661 | Sustainable Power Group, LLC | 58244 | West Valley High School Solar | 3401 Mustang Way | Hemet | CA | 92545 | Riverside | 33.7197 | -117.0097 | WECC | CISO | California Independent System Operator |  | 611 | NR | 4 | Commercial Non-CHP | Y | N |  | N |  | N |  | N | X |  | Pacific Gas & Electric Co | 14328 | CA | 0.48
58220 | Northeastern Illinois University | 58245 | Northeastern Illinois University Cogen | 5500 N St Louis Ave | Chicago | IL | 60625 | Cook | 41.9811 | -87.7192 | RFC | PJM | PJM Interconnection, LLC |  | 611 | NR | 5 | Commercial CHP |  | N |  | N |  | N |  | N | X |  | Commonwealth Edison Co | 4110 | IL | 41.6 |  |  | Peoples Gas
58221 | LES Operations Services LLC | 58246 | Millersville LFG | 389 Burns Crossing Road | Severn | MD | 21144 | Anne Arundel | 39.0847 | -76.6764 | RFC | PJM | PJM Interconnection, LLC |  | 22 | NR | 2 | IPP Non-CHP |  | N |  | N |  | N |  | N | X |  | Baltimore Gas & Electric Co | 1167 | MD | 13
11208 | Los Angeles Department of Water & Power | 58248 | Pierce College | 6201 Winnetka Ave | Wilmington | CA | 90744 | Los Angeles | 34.1836 | -118.5747 | WECC | LDWP | Los Angeles Department of Water and Power |  | 611 | NR | 4 | Commercial Non-CHP | N | N |  | N |  | N |  | N | X |  | Los Angeles Department of Water & Power | 11208 | CA | 4.8
11208 | Los Angeles Department of Water & Power | 58249 | VA Sepulveda Ambulatory Care Center | 15830 Lassen St | North Hills | CA | 91343 | Los Angeles | 34.2489 | -118.4833 | WECC | LDWP | Los Angeles Department of Water and Power |  | 621 | NR | 4 | Commercial Non-CHP | N | N |  | N |  | N |  | N | X |  | Los Angeles Department of Water & Power | 11208 | CA | 4.8
54842 | WM Renewable Energy LLC | 58250 | Tullytown | 200 Bordertown Road | Morrisville | PA | 19067 | Bucks | 40.1514 | -74.7806 | RFC | PJM | PJM Interconnection, LLC |  | 22 | NR | 2 | IPP Non-CHP |  | N |  | N |  | N |  | N | X |  | PECO Energy Co | 14940 | PA | 33
58223 | C&H Sugar Company Inc | 58251 | C&H Sugar Plant | 830 Loring Ave | Crockett | CA | 94525 | Contra Costa | 38.0572 | -122.2189 | WECC | CISO | California Independent System Operator | Municipality | 311 | NR | 7 | Industrial CHP |  | N |  | N |  | N |  | N | X |  | Pacific Gas & Electric Co | 14328 | CA | 230
58229 | Howard County - Maryland | 58252 | Alpha Ridge LFG | 2350 Marriottsville Road | Marriottsville | MD | 21104 | Howard | 39.305 | -76.9019 | RFC | PJM | PJM Interconnection, LLC |  | 22 | NR | 2 | IPP Non-CHP |  | N |  | N |  | N |  |  | X |  | Baltimore Gas & Electric Co | 1167 | MD | 13.8
11208 | Los Angeles Department of Water & Power | 58253 | CBS Television City | 7800 beverly Blvd | Los Angeles | CA | 90036 | Los Angeles | 34.075 | -118.36 | WECC | LDWP | Los Angeles Department of Water and Power |  | 512 | NR | 4 | Commercial Non-CHP | Y | N |  | N |  | N |  | N | X |  | Los Angeles Department of Water & Power | 11208 | CA | 4.8
11268 | City of Lowell - (MI) | 58254 | Chatham | 625 Chatham | Lowell | MI | 49331 | Kent | 42.9344 | -85.3475 | RFC | MISO | Midcontinent Independent Transmission System Operator, Inc.. | Municipality Water System | 22 | RE | 1 | Electric Utility |  | N |  | N |  | N |  | N | X |  | City of Lowell - (MI) | 11268 | MI | 138 |  |  | Consumers Energy.
18315 | Sunflower Electric Power Corp | 58255 | Rubart | 14255 East U.S. 160 Highway | Ulysses | KS | 67880 | Grant | 37.5586 | -101.0994 | SPP | SWPP | Southwest Power Pool | Wells | 22 | RE | 1 | Electric Utility |  | N |  | N |  | N |  | N | X |  | Sunflower Electric Power Corp | 18315 |  | 115 |  |  | Southern Star gas pipeline
11204 | Los Alamos County | 58256 | Los Alamos PV Site | 3701 E Jemez Road | Los Alamos | NM | 87544 | Los Alamos | 35.8756 | -106.31 | WECC | PNM | Public Service Company of New Mexico |  | 22 | RE | 1 | Electric Utility |  | N |  | N |  | N |  |  | X |  | Los Alamos County | 11204 | NM | 13.8
11118 | Lockhart Power Co | 58257 | Upper Pacolet Hydro | 75 Limestone Street | Pacolet | SC | 29372 | Spartanburg | 34.9214 | -81.7456 | SERC | DUK | Duke Energy Carolinas | Pacolet River | 22 | RE | 1 | Electric Utility |  | N |  | N |  | N |  | N | X |  | Lockhart Power Co | 11118 | SC | 34.5
10810 | LAX Airport | 58258 | Central Utilities Plant LAX 2 | 275 Center Way | Los Angeles | CA | 90045 | Los Angeles | 33.9439 | -118.4042 | WECC | LDWP | Los Angeles Department of Water and Power | Municipality | 4881 | NR | 5 | Commercial CHP |  | N |  | N |  | N |  |  | X |  | Los Angeles Department of Water & Power | 11208 | CA | 4.16 |  |  | Southern California Gas Company
58233 | Kalaeloa Solar Two LLC | 58259 | Kalaeloa Solar Two | 100-958 Boxer Street | Honolulu | HI | 96707 | Honolulu | 21.32 | -158.0869 | HICC |  |  |  | 22 | NR | 2 | IPP Non-CHP | N | N |  | Y | QF13-45-000 | N |  | N | X |  | Hawaiian Electric Co Inc | 19547 | HI | 46
19876 | Virginia Electric & Power Co | 58260 | Brunswick County Power Station | 20100 Governor Harrison Parkwa | Freeman | VA | 23856 | Brunswick | 36.765 | -77.7139 | SERC | PJM | PJM Interconnection, LLC |  | 22 | RE | 1 | Electric Utility |  | N |  | N |  | N |  | N | X |  | Virginia Electric & Power Co | 19876 | VA | 500 |  |  | Transco
58238 | Enfinity NorCal 1 FAA LLC | 58261 | FAA NorCal TRACON | 11375 Douglas Rd | Mather AFB | CA | 95655 | Sacramento | 38.5658 | -121.2622 | WECC | BANC | Balancing Authority of Northern California |  | 22 | NR | 2 | IPP Non-CHP |  | N |  | N |  | N |  |  | X |  | Sacramento Municipal Util Dist | 16534 | CA | 0.48
58239 | Desert Sky Solar LLC | 58262 | Badger 1 | 35324 W Indian School Road | Tonopah | AZ | 85354 | Maricopa | 33.498 | -112.8135 | WECC | AZPS | Arizona Public Service Company |  | 22 | NR | 2 | IPP Non-CHP | N | N |  | Y | QF13-274-000 | N |  |  | X |  | Arizona Public Service Co | 803 | AZ | 69
58240 | COT/Division of Water Reclamation | 58263 | Bay View Cogeneration Facility | 3900 N Summit Street, Bldg 1 | Toledo | OH | 43611 | Lucas | 41.6883 | -83.4847 | RFC | PJM | PJM Interconnection, LLC | City Water | 22 | RE | 1 | Electric Utility |  | N |  | N |  | N |  | N | X |  | The Toledo Edison Co | 18997 | OH | 69 |  |  | Columbia Gas of Ohio
57369 | Apple, Inc | 58264 | Apple Data Center - Fuel Cell 1&2 | 5977 Startown Road | Maiden | NC | 28650 | Catawba | 35.5883 | -81.2667 | SERC | DUK | Duke Energy Carolinas |  | 518 | NR | 4 | Commercial Non-CHP |  | N |  | Y | 12-327 | N |  |  | X |  | Duke Energy Carolinas, LLC | 5416 | NC | 12.47
58247 | National Centers for Animal Health | 58265 | NCAH Central Utility Plant | 1920 Dayton Avenue | Ames | IA | 50010 | Story | 42.0461 | -93.5794 | MRO | MISO | Midcontinent Independent Transmission System Operator, Inc.. |  | 921 | NR | 5 | Commercial CHP |  | N |  | N |  | N |  | N | X |  | Interstate Power and Light Co | 9417 | IA | 13.2 |  |  | 3032-Ogden Ames A-J Lines TSP Name: Northern Natural Gas Company TSP: 784158214
15248 | Portland General Electric Co | 58266 | Port Westward Unit 2 | 81566 Kallunki Rd | Clatskanie | OR | 97016 | Columbia | 46.1789 | -123.1719 | WECC | PGE | Portland General Electric Company | Columbia River | 22 | RE | 1 | Electric Utility |  | N |  | N |  | N |  | N | X |  | Portland General Electric Co | 15248 | OR | 230 |  |  | Kelso-Beaver Pipeline, PGE Operator Mist Pipeline, Northwest Natural Gas Operator
19541 | University of North Carolina | 58268 | UNC-CH LFG Facility | 137 Municipal Drive | Chapel Hill | NC | 27516 | Orange | 35.9386 | -79.0592 | SERC | DUK | Duke Energy Carolinas |  | 611 | NR | 4 | Commercial Non-CHP |  | N |  | Y | 13-18-010 | N |  | N | X |  | Duke Energy Carolinas, LLC | 5416 | NC | 12.47
58240 | COT/Division of Water Reclamation | 58269 | Bay View Backup Power Facility | 3900 N Summit Street, Bldg #1 | Toledo | OH | 43611 | Lucas | 41.6883 | -83.4847 | RFC | PJM | PJM Interconnection, LLC | City Water | 22 | RE | 1 | Electric Utility |  | N |  | N |  | N |  | N | X |  | The Toledo Edison Co | 18997 | OH | 69 |  |  | Columbia Gas of Ohio
59622 | Ahana Renewables, LLC | 58270 | Acushnet AD Makepeace | 158 Tihonet Drive | Wareham | MA | 2571 | Plymouth | 41.7989 | -70.7436 | NPCC | ISNE | ISO New England Inc. |  | 22 | NR | 2 | IPP Non-CHP | Y | N |  | Y | QF13-583-000 | N |  |  | X |  | NSTAR Electric Company | 54913 | MA | 22.9
59622 | Ahana Renewables, LLC | 58271 | Acushnet Hawes Reed Road | 968 Old Reed Road | Dartmouth | MA | 2747 | Bristol | 41.6622 | -71.0425 | NPCC | ISNE | ISO New England Inc. |  | 22 | NR | 2 | IPP Non-CHP | Y | N |  | Y | QF13-584-000 | N |  | N | X |  | NSTAR Electric Company | 54913 | MA | 13.2
59622 | Ahana Renewables, LLC | 58272 | Easthampton Landfill-City of Easthampton | Oliver Street Landfill, 200 Ol | Easthampton | MA | 1027 | Hampshire | 42.2869 | -72.7014 | NPCC | ISNE | ISO New England Inc. |  | 22 | NR | 2 | IPP Non-CHP | Y | N |  | Y | QF14-236-000 | N |  | N | X |  | NSTAR Electric Company | 54913 | MA | 22.9
60025 | Greenbacker Renewable Energy Corporation | 58273 | South Robeson Farm | 7821 Hwy 710 | Rowland | NC | 28383 | Robeson | 34.5611 | -79.281 | SERC | CPLE | Progress Energy Carolinas - EAST |  | 22 | NR | 2 | IPP Non-CHP | X | N |  | Y | 11-465 | N |  |  | X |  | Duke Energy Progress - (NC) | 3046 | NC | 22.8
59462 | Heelstone Energy Holdings, LLC | 58274 | Raeford Farm | 1479 E. Palmer Street | Raeford | NC | 28376 | Hoke | 34.9689 | -79.2119 | SERC | CPLE | Progress Energy Carolinas - EAST |  | 22 | NR | 2 | IPP Non-CHP |  | N |  | Y | 11-468 | N |  |  | X |  | Duke Energy Progress - (NC) | 3046 | NC | 12
59155 | First Wind O&M, LLC | 58275 | Mass Midstate Solar 3 | 361 Little Rest Road | Warren | MA | 1083 | Worcester | 42.2197 | -71.8786 | NPCC | ISNE | ISO New England Inc. |  | 22 | NR | 2 | IPP Non-CHP | N | N |  | Y | QF13-627 | N |  | N | X |  | Massachusetts Electric Co | 11804 | MA | 13
59155 | First Wind O&M, LLC | 58276 | Mass Midstate Solar 2 | 361 Little Rest Road | Warren | MA | 1083 | Worcester | 42.1703 | -71.8786 | NPCC | ISNE | ISO New England Inc. |  | 22 | NR | 2 | IPP Non-CHP | N | N |  | Y | QF13-628 | N |  | N | X |  | Massachusetts Electric Co | 11804 | MA | 13
8286 | Hawaiian Commercial and Sugar Company | 58277 | Paia Hydroelectric Plant | Baldwin Avenue | Paia | HI | 96779 | Maui | 20.8867 | -156.3378 |  |  | Hawaiian Electric Co Inc | Kamaole Weir/Wailoa Ditch | 111 | NR | 6 | Industrial Non-CHP |  | N |  | N |  | N |  | N | X |  | Maui Electric Co Ltd | 11843 | HI | 69
57494 | TDX North Slope Generating Inc. | 58278 | TNSG North Plant | 100 Power Plant Way | Deadhorse | AK | 99374 | North Slope | 70.2353 | -148.3836 | ASCC |  |  |  | 22 | RE | 1 | Electric Utility |  | N |  | N |  | N |  | N | X |  | TDX North Slope Generating Co | 19277 | AK | 12.47 |  |  | Norgasco, Prudhoe Bay, Alaska
59155 | First Wind O&M, LLC | 58279 | Mass Midstate Solar 1 | 361 Little Rest Road | Warren | MA | 1083 | Worcester | 42.2197 | -71.8783 | NPCC | ISNE | ISO New England Inc. |  | 22 | NR | 2 | IPP Non-CHP | N | N |  | Y | QF13-629 | N |  | N | X |  | Massachusetts Electric Co | 11804 | MA | 13
59155 | First Wind O&M, LLC | 58280 | Millbury Solar | 29 McGrath Road | Millbury | MA | 1527 | Worcester | 42.1647 | -71.795 | NPCC | ISNE | ISO New England Inc. |  | 22 | NR | 2 | IPP Non-CHP | N | N |  | Y | QF13-626 | N |  | N | X |  | Massachusetts Electric Co | 11804 | MA | 13
59155 | First Wind O&M, LLC | 58281 | Mililani South PV | n/a | Mililani | HI | 96789 | Honolulu | 21.4228 | -158.0183 | HICC |  |  |  | 22 | NR | 2 | IPP Non-CHP | N | N |  | N |  | N |  | N | X |  | Hawaiian Electric Co Inc | 19547 | HI | 138
58258 | SunRay Power LLC | 58282 | Leicester One MA Solar LLC | 370 Auburn Street | Leicester | MA | 1254 | Worcester | 42.2228 | -71.8786 | NPCC | ISNE | ISO New England Inc. |  | 22 | NR | 2 | IPP Non-CHP | Y | N |  | Y | QF 14-645 | N |  | N | X |  | National Grid Generation, LLC | 26751 |  | 13
58598 | Mass Solar, LLC | 58283 | Freetown Solar | Chace Road | Freetown | MA | 2717 | Bristol | 41.7664 | -70.9808 | NPCC | ISNE | ISO New England Inc. |  | 22 | NR | 2 | IPP Non-CHP | Y | N |  | N |  | N |  |  | X |  | NSTAR Electric Company | 54913 | MA | 13
15473 | Public Service Co of NM | 58284 | La Luz Energy Center | 11 Wa-Shee Rd | Belen | NM | 87002 | Valencia | 34.6161 | -106.815 | WECC | PNM | Public Service Company of New Mexico | Santa Fe Group Aquifier | 22 | RE | 1 | Electric Utility |  | N |  | N |  | N |  | N | X |  | Public Service Co of NM | 15473 | NM | 115 |  |  | Undetermined at this time
59455 | Venable Solar, LLC | 58289 | Venable Solar 1 | 881 1/2 S Intake Boulevard | Blythe | CA | 92225 | Riverside | 33.5989 | -114.5717 | WECC | CISO | California Independent System Operator |  | 22 | NR | 2 | IPP Non-CHP |  | N |  | Y | Q15-146-000 | N |  |  | X |  | Southern California Edison Co | 17609 | CA | 12
59455 | Venable Solar, LLC | 58290 | Venable Solar 2 | 882 S Intake Boulevard | Blythe | CA | 92225 | Riverside | 33.5972 | -114.5717 | WECC | CISO | California Independent System Operator |  | 22 | NR | 2 | IPP Non-CHP |  | N |  | Y | QF15-142-000 | N |  | N | X |  | Southern California Edison Co | 17609 | CA | 12
57031 | Beacon Power LLC | 58291 | Tehachapi Spindle |  | Mojave | CA | 93501 | Kern | 35.0461 | -118.1947 | WECC | CISO | California Independent System Operator |  | 22 | NR | 2 | IPP Non-CHP |  | N |  | N |  | N |  |  | X |  | Southern California Edison Co | 17609 | CA | 230
58863 | Main Street Power | 58292 | Jewish Community Center PV | 12701 N. Scottsdale Road | Scottsdale | AZ | 85254 | Maricopa | 33.6031 | -111.9247 | WECC | AZPS | Arizona Public Service Company |  | 22 | NR | 2 | IPP Non-CHP |  | N |  | Y | 13-300-000 | N |  |  | X |  | Arizona Public Service Co | 803 | AZ | 0.48
58863 | Main Street Power | 58293 | Paradise Valley H.S. PV | 3950 E Bell Rd | Phoenix | AZ | 85032 | Maricopa | 33.6416 | -111.9997 | WECC | AZPS | Arizona Public Service Company |  | 22 | NR | 2 | IPP Non-CHP |  | N |  | Y | 13-299-000 | N |  |  | X |  | Arizona Public Service Co | 803 | AZ | 0.48
50158 | Innovative Energy Systems Inc | 58295 | SREC Bath LFGTE | 5612 Turnpike Road | Bath | NY | 14810 | Steuben | 42.325 | -77.3789 | NPCC | NYIS | New York Independent System Operator |  | 22 | NR | 2 | IPP Non-CHP |  | N |  | N |  | N |  | N | X |  | New York State Elec & Gas Corp | 13511 | NY | 34.5
57128 | Bloom Energy | 58296 | Roll Delano 2 | 1701 South Lexington Street | Delano | CA | 93215 | Kern | 35.7397 | -119.2381 | WECC | CISO | California Independent System Operator |  | 22 | NR | 2 | IPP Non-CHP |  | N |  | N |  | N |  |  | X |  | Pacific Gas & Electric Co | 14328 | CA | 0.48 |  |  | SoCal Border
57128 | Bloom Energy | 58297 | Roll Delano | 1901 South Lexington Street | Delano | CA | 93215 | Kern | 35.7342 | -119.2367 | WECC | CISO | California Independent System Operator |  | 22 | NR | 2 | IPP Non-CHP |  | N |  | N |  | N |  |  | X |  | Pacific Gas & Electric Co | 14328 | CA | 0.48 |  |  | SoCal Border
57128 | Bloom Energy | 58298 | Roll Lost Hills | 13646 Highway 33 | Lost Hills | CA | 93249 | Kern | 35.6531 | -119.8897 | WECC | CISO | California Independent System Operator |  | 22 | NR | 2 | IPP Non-CHP |  | N |  | N |  | N |  |  | X |  | Pacific Gas & Electric Co | 14328 | CA | 69 |  |  | SoCal Border
57128 | Bloom Energy | 58299 | Xilinx San Jose | 2100 Logic Drive | San Jose | CA | 95124 | Santa Clara | 37.2528 | -121.9342 | WECC | CISO | California Independent System Operator |  | 22 | NR | 2 | IPP Non-CHP |  | N |  | N |  | N |  |  | X |  | Pacific Gas & Electric Co | 14328 | CA | 0.48 |  |  | PG&E Citygate
57128 | Bloom Energy | 58300 | Honda Torrance | 1919 Torrance Blvd. | Torrance | CA | 90501 | Los Angeles | 33.8381 | -118.315 | WECC | CISO | California Independent System Operator |  | 22 | NR | 2 | IPP Non-CHP |  | N |  | N |  | N |  |  | X |  | Southern California Edison Co | 17609 | CA | 16 |  |  | SoCal Border
57128 | Bloom Energy | 58301 | Juniper Networks Sunnyvale | 1137 Innovation Way | Sunnyvale | CA | 94089 | Santa Clara | 37.4069 | -122.0269 | WECC | CISO | California Independent System Operator |  | 22 | NR | 2 | IPP Non-CHP |  | N |  | N |  | N |  |  | X |  | Pacific Gas & Electric Co | 14328 | CA | 12 |  |  | PG&E Citygate
57128 | Bloom Energy | 58302 | Life Technologies Carlsbad | 5781 Van Alley Way | Carlsbad | CA | 92008 | San Diego | 33.1372 | -117.2869 | WECC | CISO | California Independent System Operator |  | 22 | NR | 2 | IPP Non-CHP |  | N |  | N |  | N |  |  | X |  | San Diego Gas & Electric Co | 16609 | CA | 0.48 |  |  | SoCal Border
57128 | Bloom Energy | 58303 | Taylor Farms Salinas | 1275 Hansen Street | Salinas | CA | 93901 | Monterey | 36.6575 | -121.6233 | WECC | CISO | California Independent System Operator |  | 22 | NR | 2 | IPP Non-CHP |  | N |  | N |  | N |  |  | X |  | Pacific Gas & Electric Co | 14328 | CA | 12 |  |  | PG&E Citygate
58269 | Tulare PV II LLC | 58304 | Kingsburg Solar | 39320 Clarkson Drive | Kingsburg | CA | 93631 | Tulare | 36.5053 | -119.5403 | WECC | CISO | California Independent System Operator |  | 22 | NR | 2 | IPP Non-CHP | N | N |  | Y | QF13-260-001,QF13-261-001,QF13-262-001 | N |  | N | X |  | Pacific Gas & Electric Co | 14328 | CA | 12.47
60025 | Greenbacker Renewable Energy Corporation | 58305 | PCIP Solar | 75 Crown Boulevard | Timberlake | NC | 27583 | Person | 36.3125 | -78.9675 | SERC | CPLE | Progress Energy Carolinas - EAST |  | 22 | NR | 2 | IPP Non-CHP |  | N |  | Y | SP-1251, Sub 0 | N |  |  | X |  | Duke Energy Progress - (NC) | 3046 | NC | 3
58268 | Tulare PV I LLC | 58306 | Exeter Solar | 19995 Avenue 264 | Exeter | CA | 93221 | Tulare | 36.2675 | -119.1286 | WECC | CISO | California Independent System Operator |  | 22 | NR | 2 | IPP Non-CHP | N | N |  | Y | QF13-196-001,QF13-197-001,QF13-198-001 | N |  | N | X |  | Southern California Edison Co | 17609 | CA | 12.47
58268 | Tulare PV I LLC | 58307 | Ivanhoe Solar | 14348 Avenue 328 | Visalia | CA | 93292 | Tulare | 36.3875 | -119.255 | WECC | CISO | California Independent System Operator |  | 22 | NR | 2 | IPP Non-CHP | N | N |  | Y | QF13-199-001,QF13-200-001,QF13-194-001 | N |  | N | X |  | Southern California Edison Co | 17609 | CA | 12.47
58268 | Tulare PV I LLC | 58308 | Lindsay Solar | 19796 Avenue 232 | Lindsay | CA | 93247 | Tulare | 36.2119 | -119.1339 | WECC | CISO | California Independent System Operator |  | 22 | NR | 2 | IPP Non-CHP | N | N |  | Y | QF13-195-001,QF13-193-001,QF13-192-001 | N |  | N | X |  | Southern California Edison Co | 17609 | CA | 12.47
58268 | Tulare PV I LLC | 58309 | Porterville Solar | 2013 N. Main St. | Porterville | CA | 93257 | Tulare | 36.1028 | -119.0397 | WECC | CISO | California Independent System Operator |  | 22 | NR | 2 | IPP Non-CHP | N | N |  | Y | QF13-189-001,QF13-191-001,QF13-190-001 | N |  | N | X |  | Southern California Edison Co | 17609 | CA | 12.47
58287 | Rain CII Carbon LLC | 58310 | Lake Charles Plant | 1920 Pak Tank Rd. | Sulphur | LA | 70665 | Calcasieu | 30.1489 | -93.3356 | SPP | MISO | Midcontinent Independent Transmission System Operator, Inc.. | Cooling tower | 324 | NR | 6 | Industrial Non-CHP |  | Y | QF10-533 | N |  | N |  | N | X |  | Entergy Gulf States - LA LLC | 55936 | LA | 69
58279 | Chadbourn Farm LLC | 58311 | Chadbourn Farm | 655 Midway Road | Whiteville | NC | 28472 | Columbus | 34.3247 | -78.7649 | SERC | CPLE | Progress Energy Carolinas - EAST |  | 22 | NR | 2 | IPP Non-CHP | X | N |  | Y | 12-282-000 | N |  | N | X |  | Duke Energy Progress - (NC) | 3046 | NC | 22.86
58280 | Warrenton Farm LLC | 58312 | Warrenton Farm | 815 Hicksville Road | Warrenton | NC | 27589 | Warren | 36.415 | -78.1711 | SERC | CPLE | Progress Energy Carolinas - EAST |  | 22 | NR | 2 | IPP Non-CHP |  | N |  | Y | 12-273-000 | N |  |  | X |  | Duke Energy Progress - (NC) | 3046 | NC | 22.86
58281 | Mocksville Lessee LLC | 58313 | Mocksville Farm | 462 Eaton Road | Mocksville | NC | 27028 | Davie | 35.8786 | -80.5419 | SERC | CPLE | Progress Energy Carolinas - EAST |  | 22 | NR | 2 | IPP Non-CHP | X | N |  | Y | 12-172-000 | N |  |  | X |  | Duke Energy Progress - (NC) | 3046 | NC | 23.94
58282 | Belwood Farm LLC | 58314 | Belwood Farm | 5617 Fallston Road | Lawndale | NC | 28090 | Cleveland | 35.47 | -81.5083 | SERC | CPLE | Progress Energy Carolinas - EAST |  | 22 | NR | 2 | IPP Non-CHP | X | N |  | Y | 12-22-000 | N |  |  | X |  | Duke Energy Progress - (NC) | 3046 | NC | 12.47
58283 | Strata Fund 2 Lessee LLC | 58315 | Arndt Farm | 5355 N NC 16 Hwy | Claremont | NC | 28610 | Catawba | 35.7792 | -81.1756 | SERC | DUK | Duke Energy Carolinas |  | 22 | NR | 2 | IPP Non-CHP | X | N |  | Y | 12-4-000 | N |  |  | X |  | Duke Energy Carolinas, LLC | 5416 | NC | 12.47
58284 | Railroad Farm LLC | 58316 | Railroad Farm | 737 N Railroad Street | St. Pauls | NC | 28384 | Robeson | 34.82 | -78.9708 | SERC | CPLE | Progress Energy Carolinas - EAST |  | 22 | NR | 2 | IPP Non-CHP |  | N |  | Y | 12-3-000 | N |  |  | X |  | Duke Energy Progress - (NC) | 3046 | NC | 22.86
58285 | Watts Farm LLC | 58317 | Watts Farm | 227 Charles Watts Road | Maxton | NC | 28364 | Robeson | 34.7269 | -79.3353 | SERC | CPLE | Progress Energy Carolinas - EAST |  | 22 | NR | 2 | IPP Non-CHP |  | N |  | Y | 11-467-000 | N |  |  | X |  | Duke Energy Progress - (NC) | 3046 | NC | 22.86
58286 | Farrington Solar Farm LLC | 58318 | Farrington Farm | 2635 Farrington Point Road | Chapel Hill | NC | 27517 | Chatham | 35.8328 | -79.025 | SERC | CPLE | Progress Energy Carolinas - EAST |  | 22 | NR | 2 | IPP Non-CHP |  | N |  | Y | No | N |  |  | X |  | Duke Energy Progress - (NC) | 3046 | NC | 22.86
58245 | Patua Project LLC | 58319 | Patua Geothermal Project Phase 1A | 17388 Patua Road | Hazen | NV | 89408 | Churchill | 39.5858 | -119.0731 | WECC | NEVP | Nevada Power Company |  | 22 | NR | 2 | IPP Non-CHP |  | N |  | N |  | Y | EG13-19-000 | N | X |  | Sierra Pacific Power Co | 17166 | NV | 120
56440 | G2 Energy LLC | 58320 | G2 Energy Hay Rd | 6426 Hay Rd | Vacaville | CA | 95667 | Solano | 38.3147 | -121.8336 | WECC | CISO | California Independent System Operator |  | 22 | NR | 2 | IPP Non-CHP |  | N |  | Y | QF13-480 | N |  | N | X |  | Pacific Gas & Electric Co | 14328 | CA | 12.47
49893 | Invenergy Services LLC | 58321 | Goldthwaite Wind Energy Facility | NA | Goldthwaite | TX | 76844 | Mills | 31.3833 | -98.4667 | TRE | ERCO | Electric Reliability Council of Texas, Inc. |  | 22 | NR | 2 | IPP Non-CHP | X | N |  | N |  | N |  | N | X |  | Lower Colorado River Authority | 11269 |  | 138
49893 | Invenergy Services LLC | 58322 | Prairie Breeze | NA | Elgin | NE | 68636 | Antelope | 41.9517 | -98.0767 | SPP | SWPP | Southwest Power Pool |  | 22 | NR | 2 | IPP Non-CHP | X | N |  | N |  | N |  | N | X |  | Nebraska Public Power District | 13337 | NE | 230
58283 | Strata Fund 2 Lessee LLC | 58323 | Shannon Farm | 15130 NC Hwy 71 North | Shannon | NC | 28386 | Robeson | 34.8475 | -79.1289 | SERC | CPLE | Progress Energy Carolinas - EAST |  | 22 | NR | 2 | IPP Non-CHP |  | N |  | Y | 11-466-000 | N |  |  | X |  | Duke Energy Progress - (NC) | 3046 | NC | 28.86
58298 | FPL Energy Stateline II Inc | 58324 | Vansycle II Wind Energy Center | 82108 Gerking Flat Road | Athena | OR | 97813 | Umatilla | 45.8992 | -118.5914 | WECC | PACW | PacifiCorp - West |  | 22 | NR | 2 | IPP Non-CHP | N | N |  | N |  | Y | EG09-87-000 | N | X |  | PacifiCorp | 14354 | OR | 230
14077 | Oklahoma Municipal Power Authority | 58325 | Charles D. Lamb Energy Center | TBD, intersection of Highways | Ponca City | OK | 74601 | Kay | 36.8139 | -97.1253 | SPP | SWPP | Southwest Power Pool |  | 22 | RE | 1 | Electric Utility |  | N |  | N |  | N |  |  | X |  | Oklahoma Gas & Electric Co | 14063 | OK | 345 |  |  | Southern Star
56205 | Philadelphia Water Department | 58326 | PWD Northeast WPCP Biogas Cogen Plant | 3899 Richmonst St | Philadelphia | PA | 19137 | Philadelphia | 39.9886 | -75.0833 | RFC | PJM | PJM Interconnection, LLC | Municipality | 22132 | NR | 4 | Commercial Non-CHP |  | N |  | N |  | N |  |  | X |  | PECO Energy Co | 14940 | PA | 13.2 |  |  | Philadelphia Gas Works (PGW)
58300 | Ameresco Select Inc | 58327 | Bradley Energy Center | 3 Schoephoester Rd. | Windsor Locks | CT | 6096 | Hartford | 41.9271 | -72.6831 | NPCC | ISNE | ISO New England Inc. | Municipality | 481 | NR | 5 | Commercial CHP |  | N |  | N |  | N |  | N | X |  | Connecticut Light & Power Co | 4176 | CT | 27.6 |  |  | Tennessee
58303 | Energy Systems Group LLC | 58328 | North Chicago Energy Center | 3001 Greenbay Rd | North Chicago | IL | 60064 | Lake | 42.3064 | -87.8519 | RFC | PJM | PJM Interconnection, LLC |  | 622 | NR | 5 | Commercial CHP |  | Y | 3153000 | N |  | N |  | N | X |  | Commonwealth Edison Co | 4110 | IL | 4.16 |  |  | North Shore Gas
58304 | Constellation Solar Maryland II LLC | 58329 | UMMS at Pocomoke | 33001 Costen Road | Pocomoke City | MD | 21851 | Somerset | 38.0981 | -75.6111 | RFC | PJM | PJM Interconnection, LLC |  | 22 | NR | 2 | IPP Non-CHP |  | N |  | Y | QF13-136-000 | N |  |  | X |  | Choptank Electric Coop, Inc | 3503 | MD | 24.9
58313 | The Andersons Albion Ethanol LLC | 58330 | The Andersons Albion Ethanol LLC | 26250 B Drive North | Albion | MI | 49224 | Calhoun | 42.2561 | -84.7883 | RFC | MISO | Midcontinent Independent Transmission System Operator, Inc.. | Wells | 325193 | NR | 7 | Industrial CHP |  | N |  | N |  | N |  | N | X |  | Consumers Energy Co | 4254 | MI | 46 |  |  | SEMCO
58318 | Haynes Farm LLC | 58332 | Haynes Farm | 231 Tripple H Ln | Lincolnton | NC | 28092 | Lincoln | 35.5258 | -81.2353 | SERC | DUK | Duke Energy Carolinas |  | 22 | NR | 2 | IPP Non-CHP |  | N |  | Y | 12-305-000 | N |  |  | X |  | Duke Energy Carolinas, LLC | 5416 | NC | 12.4
58319 | Lenoir Farm LLC | 58333 | Lenoir Farm | 3200 Wheat Swamp Rd | Kinston | NC | 28504 | Lenoir | 35.3317 | -77.6664 | SERC | CPLE | Progress Energy Carolinas - EAST |  | 22 | NR | 2 | IPP Non-CHP |  | N |  | Y | QF12-402-000 | N |  |  | X |  | Duke Energy Progress - (NC) | 3046 | NC | 22.86
58320 | Lenoir Farm 2 LLC | 58334 | Lenoir Farm 2 | 4416 Odham Road | Kinston | NC | 28501 | Lenoir | 35.35 | -77.475 | SERC | CPLE | Progress Energy Carolinas - EAST |  | 22 | NR | 2 | IPP Non-CHP |  | N |  | Y | 12-403-000 | N |  |  | X |  | Duke Energy Progress - (NC) | 3046 | NC | 22.86
58321 | Marshville Farm LLC | 58335 | Marshville Farm | W Union St and Van Eudy Rd | Marshville | NC | 28103 | Union | 34.9889 | -80.3836 | SERC | DUK | Duke Energy Carolinas |  | 22 | NR | 2 | IPP Non-CHP |  | N |  | Y | 12-315-001 | N |  |  | X |  | Duke Energy Carolinas, LLC | 5416 | NC | 12.4
58322 | Mile Farm LLC | 58336 | Mile Farm | 1528 Bacon Road | Rougemont | NC | 27572 | Durham | 36.2306 | -78.9496 | SERC | CPLE | Progress Energy Carolinas - EAST |  | 22 | NR | 2 | IPP Non-CHP |  | N |  | Y | 12-372-000 | N |  |  | X |  | Duke Energy Progress - (NC) | 3046 | NC | 22.86
58323 | Moore Solar Farm LLC | 58337 | Moore Solar Farm | 190 Waynick Rd | Reidsville | NC | 27320 | Rockingham | 36.2732 | -79.7592 | SERC | DUK | Duke Energy Carolinas |  | 22 | NR | 2 | IPP Non-CHP |  | N |  | Y | 12-388-000 | N |  |  | X |  | Duke Energy Carolinas, LLC | 5416 | NC | 12.4
58324 | Moorings Farm LLC | 58338 | Moorings Farm | U.S. 70 & Piney Grove Church R | New Hope | NC | 28551 | Wayne | 35.3058 | -77.8292 | SERC | CPLE | Progress Energy Carolinas - EAST |  | 22 | NR | 2 | IPP Non-CHP |  | N |  | Y | 12-379-000 | N |  |  | X |  | Duke Energy Progress - (NC) | 3046 | NC | 22.86
58325 | New Bern Farm LLC | 58339 | New Bern Farm | 3960 U.S. 17 | Ernul | NC | 28527 | Craven | 35.2096 | -77.0567 | SERC | CPLE | Progress Energy Carolinas - EAST |  | 22 | NR | 2 | IPP Non-CHP |  | N |  | Y | 12-384-000 | N |  |  | X |  | Duke Energy Progress - (NC) | 3046 | NC | 22.86
58326 | Roxboro Farm LLC | 58340 | Roxboro Farm | 7891 Boston Rd | Roxboro | NC | 27574 | Person | 36.4797 | -78.9174 | SERC | CPLE | Progress Energy Carolinas - EAST |  | 22 | NR | 2 | IPP Non-CHP |  | N |  | Y | 12-373-000 | N |  |  | X |  | Duke Energy Progress - (NC) | 3046 | NC | 22.86
58327 | White Cross Farm LLC | 58341 | White Cross Farm | 2314 White Cross Road | Chapel Hill | NC | 27516 | Orange | 35.9071 | -79.1883 | SERC | DUK | Duke Energy Carolinas |  | 22 | NR | 2 | IPP Non-CHP |  | N |  | Y | 12-200-000 | N |  |  | X |  | Duke Energy Carolinas, LLC | 5416 | NC | 12.4
58328 | Wilson Farm 1 LLC | 58342 | Wilson Farm 1 | 494 Parker St | Elm City | NC | 27822 | Wilson | 35.8036 | -77.8736 | SERC | CPLE | Progress Energy Carolinas - EAST |  | 22 | NR | 2 | IPP Non-CHP |  | N |  | Y | 12-400-000 | N |  |  | X |  | Duke Energy Progress - (NC) | 3046 | NC | 22.86
58329 | Yanceyville Farm LLC | 58343 | Yanceyville Farm | 3688 Hwy 62 N | Blanch | NC | 27212 | Caswell | 36.4394 | -79.2789 | SERC | CPLE | Progress Energy Carolinas - EAST |  | 22 | NR | 2 | IPP Non-CHP |  | N |  | Y | 12-395-000 | N |  |  | X |  | Duke Energy Progress - (NC) | 3046 | NC | 22.86
58330 | AM Best Farm | 58344 | AM Best Farm | 381 Fedelon Trail | Goldsboro | NC | 27530 | Wayne | 35.4189 | -77.9856 | SERC | CPLE | Progress Energy Carolinas - EAST |  | 22 | NR | 2 | IPP Non-CHP |  | N |  | Y | 13-3-000 | N |  |  | X |  | Duke Energy Progress - (NC) | 3046 | NC | 22.86
58331 | Mt Olive Farm 2 LLC | 58345 | Mt Olive Farm 2 | 574 Bert Martin Road | Mt Olive | NC | 28365 | Wayne | 35.2181 | -78.0697 | SERC | CPLE | Progress Energy Carolinas - EAST |  | 22 | NR | 2 | IPP Non-CHP |  | N |  | Y | 12-281-000 | N |  |  | X |  | Duke Energy Progress - (NC) | 3046 | NC | 22.86
58332 | Dibrell Farm LLC | 58346 | Dibrell Farm | 1434 Dibrell Rd | Pelham | NC | 27311 | Rockingham | 36.4717 | -79.5281 | SERC | DUK | Duke Energy Carolinas |  | 22 | NR | 2 | IPP Non-CHP |  | N |  | Y | 12-289-000 | N |  |  | X |  | Duke Energy Carolinas, LLC | 5416 | NC | 12.4
58333 | Rock Farm LLC | 58347 | Rock Farm | 1645 N. NC 177 Hwy | Rockingham | NC | 28363 | Richmond | 34.9656 | -79.6097 | SERC | CPLE | Progress Energy Carolinas - EAST |  | 22 | NR | 2 | IPP Non-CHP |  | N |  | Y | 12-275-000 | N |  |  | X |  | Duke Energy Progress - (NC) | 3046 | NC | 22.86
58334 | Two Lines Farm LLC | 58348 | Two Lines Farm | 3425 Zion Church Rd | Hickory | NC | 28602 | Catawba | 35.6292 | -81.3267 | SERC | DUK | Duke Energy Carolinas |  | 22 | NR | 2 | IPP Non-CHP |  | N |  | Y | 12-285-000 | N |  |  | X |  | Duke Energy Carolinas, LLC | 5416 | NC | 12.4
58335 | Bolton Farm LLC | 58349 | Bolton Farm | 425 Airport Rd | Warrenton | NC | 27589 | Warren | 36.4216 | -78.1323 | SERC | CPLE | Progress Energy Carolinas - EAST |  | 22 | NR | 2 | IPP Non-CHP |  | N |  | Y | 13-7-000 | N |  |  | X |  | Duke Energy Progress - (NC) | 3046 | NC | 22.86
58336 | McCallum Farm LLC | 58350 | McCallum Farm | 2058 Main St | Rowland | NC | 28383 | Robeson | 34.5439 | -79.3 | SERC | CPLE | Progress Energy Carolinas - EAST |  | 22 | NR | 2 | IPP Non-CHP |  | N |  | Y | 13-9-000 | N |  |  | X |  | Duke Energy Progress - (NC) | 3046 | NC | 22.86
58340 | Tuscola Bay Wind LLC | 58351 | Tuscola Bay Wind | 4941 N Gera Road | Reese | MI | 48757 | Tuscola | 43.5253 | -83.65 | RFC | MISO | Midcontinent Independent Transmission System Operator, Inc.. |  | 22 | NR | 2 | IPP Non-CHP |  | N |  | N |  | Y | EG12-49 |  | X |  | Michigan Electric Transmission Company | 56163 | MI | 138
58341 | Nippon Paper Industries USA | 58352 | NPI USA Cogeneration Plant | 1815 Marine Drive | Port Angeles | WA | 98363 | Clallam | 48.1347 | -123.4656 | WECC | BPAT | Bonneville Power Administration | Elwha River | 322 | NR | 7 | Industrial CHP |  | N |  | Y | 13-365-000 | N |  | N | X |  | Bonneville Power Administration | 1738 | WA | 69
58309 | Radiance Solar LLC | 58354 | Radiance Solar 4 | 43050 90th Street West | Lancaster | CA | 93536 | Los Angeles | 34.6656 | -118.2881 | WECC | CISO | California Independent System Operator | Municipality | 22 | NR | 2 | IPP Non-CHP |  | N |  | Y | QF13-400-000 | N |  | N | X |  | Southern California Edison Co | 17609 | CA | 12
58309 | Radiance Solar LLC | 58355 | Radiance Solar 5 | 43052 90th Street West | Lancaster | CA | 93536 | Los Angeles | 34.6656 | -118.2869 | WECC | CISO | California Independent System Operator | Municipality | 22 | NR | 2 | IPP Non-CHP |  | N |  | Y | QF13-399-000 | N |  | N | X |  | Southern California Edison Co | 17609 | CA | 12
57411 | KDC Solar O&M LLC | 58356 | The Lawrenceville School Solar Facility | 2500 Main Street | Lawrenceville | NJ | 8648 | Mercer | 40.3014 | -74.7221 | RFC | PJM | PJM Interconnection, LLC |  | 22 | NR | 2 | IPP Non-CHP |  | N |  | Y | 12-247-000 | N |  |  | X |  | Public Service Elec & Gas Co | 15477 | NJ | 13
57411 | KDC Solar O&M LLC | 58357 | White Rose Foods Solar Facility | 380 Middlesex Avenue | Carteret | NJ | 7008 | Middlesex | 40.5664 | -74.2214 | RFC | PJM | PJM Interconnection, LLC |  | 421 | NR | 4 | Commercial Non-CHP | Y | N |  | Y | 11-472-000 | N |  |  | X |  | Public Service Elec & Gas Co | 15477 | NJ | 13
57411 | KDC Solar O&M LLC | 58358 | North Jersey Media Group Solar Facility | 100 Commons Way | Rockaway Township | NJ | 7866 | Morris | 40.9242 | -74.4947 | RFC | PJM | PJM Interconnection, LLC |  | 511 | NR | 4 | Commercial Non-CHP | Y | N |  | Y | 13-219-000 | N |  |  | X |  | Jersey Central Power & Lt Co | 9726 | NJ | 15
57411 | KDC Solar O&M LLC | 58359 | Gerresheimer Glass Solar Facility | 537 Crystal Avenue | Vineland | NJ | 8360 | Cumberland | 39.4967 | -75.0186 | RFC | PJM | PJM Interconnection, LLC |  | 421 | NR | 4 | Commercial Non-CHP | Y | N |  | Y | 12-519-000 | N |  |  | X |  | City of Vineland - (NJ) | 19856 | NJ | 13
57411 | KDC Solar O&M LLC | 58360 | Atlantic Coast Freezers Solar Facility | 2192 N West Blvd | Vineland | NJ | 8360 | Cumberland | 39.5199 | -75.029 | RFC | PJM | PJM Interconnection, LLC |  | 421 | NR | 4 | Commercial Non-CHP | Y | N |  | Y | 11-472-000 | N |  |  | X |  | Public Service Elec & Gas Co | 15477 | NJ | 12.47
57411 | KDC Solar O&M LLC | 58361 | Williams-Sonoma Solar Facility | 340 Middlesex Center Blvd | Jamesburg | NJ | 8831 | Middlesex | 40.3878 | -74.4553 | RFC | PJM | PJM Interconnection, LLC |  | 421 | NR | 4 | Commercial Non-CHP | Y | N |  | Y | 11-472-000 | N |  |  | X |  | Public Service Elec & Gas Co | 15477 | NJ | 13
57365 | Consolidated Edison Solutions Inc | 58362 | Quittacas Pond Solar | North Avenue | Rochester | MA | 2770 | Plymouth | 41.7819 | -70.9133 | NPCC | ISNE | ISO New England Inc. |  | 22 | NR | 2 | IPP Non-CHP | Y | N |  | N |  | N |  | N | X |  | NSTAR Electric Company | 54913 | MA | 13
58353 | NextEra Energy Majestic Wind | 58363 | Majestic II Wind | 580 FM 1342 | Panhandle | TX | 79068 | Carson | 35.386 | -101.5786 | TRE | SWPP | Southwest Power Pool |  | 22 | NR | 2 | IPP Non-CHP |  | N |  | N |  | N |  |  | X |  | Southwestern Public Service Co | 17718 | TX | 115
57411 | KDC Solar O&M LLC | 58364 | Mountain Creek Solar Facility | 200 State Rt 94 | Vernon Township | NJ | 7462 | Sussex | 41.2003 | -74.4919 | RFC | PJM | PJM Interconnection, LLC |  | 421 | NR | 4 | Commercial Non-CHP | X | N |  | N |  | N |  |  | X |  | Jersey Central Power & Lt Co | 9726 | OH | 12.47
58300 | Ameresco Select Inc | 58365 | CJTS Energy Center | 1002 O'Brien Dr. | Middletown | CT | 6457 | MIddlesex | 41.5528 | -72.625 | NPCC | ISNE | ISO New England Inc. |  | 92214 | NR | 4 | Commercial Non-CHP |  | N |  | N |  | N |  | N | X |  | Connecticut Light & Power Co | 4176 | CT | 13.2 |  |  | Algonquin
58355 | SPS Atwell Island LLC | 58366 | Atwell Island | 1598 Road 48 | Alpaugh | CA | 93201 | Tulare | 35.895 | -119.5108 | WECC | CISO | California Independent System Operator |  | 22 | NR | 2 | IPP Non-CHP | X | N |  | N |  | N |  | N | X |  | Pacific Gas & Electric Co | 14328 | CA | 115
58358 | Light Beam Power Co LLC | 58370 | Gridley Main | 1898 Highway 99 | Gridley | CA | 95948 | Butte | 39.3733 | -121.6842 | WECC | CISO | California Independent System Operator |  | 22 | NR | 2 | IPP Non-CHP |  | N |  | N |  | N |  |  | X |  | Pacific Gas & Electric Co | 14328 | CA | 12.47
58358 | Light Beam Power Co LLC | 58371 | Gridley Main Two | 1898 Highway 99 | Gridley | CA | 95948 | Butte | 39.3733 | -121.6817 | WECC | CISO | California Independent System Operator |  | 22 | NR | 2 | IPP Non-CHP |  | N |  | N |  | N |  |  | X |  | Pacific Gas & Electric Co | 14328 | CA | 12.47
58360 | Blue Summit Wind LLC | 58372 | Blue Summit Wind LLC | 17301 CR 97N | Vernon | TX | 76384 | Wilbarger | 34.29 | -99.3647 | TRE | ERCO | Electric Reliability Council of Texas, Inc. |  | 22 | NR | 2 | IPP Non-CHP |  | N |  | N |  | N |  |  | X |  | AEP Texas North Company | 20404 | TX | 138
56769 | Consolidated Edison Development Inc. | 58373 | White River Solar | 5301-B Avenue 50 | Alpaugh | CA | 93201 | Tulare | 35.8714 | -119.4625 | WECC | CISO | California Independent System Operator |  | 22 | NR | 2 | IPP Non-CHP |  | N |  | Y | QF13-370 | N |  |  | X |  | Pacific Gas & Electric Co | 14328 | CA | 115
56769 | Consolidated Edison Development Inc. | 58374 | Corcoran Solar | 6658-B Nevada Ave. | Corcoran | CA | 93212 | Kings | 36.1383 | -119.5733 | WECC | CISO | California Independent System Operator |  | 22 | NR | 2 | IPP Non-CHP |  | N |  | Y | QF13-370 | N |  |  | X |  | Pacific Gas & Electric Co | 14328 | CA | 115
58361 | Triton College | 58375 | Triton East and West Cogen | 2000 Fifth Ave. | River Grove | IL | 60171 | Cook | 41.9169 | -87.8456 | RFC | PJM | PJM Interconnection, LLC |  | 611 | NR | 4 | Commercial Non-CHP |  | N |  | N |  | N |  | N | X |  | Commonwealth Edison Co | 4110 | IL | 4.16 | 480 |  | Nicor
58363 | Oakley Solar Project LLC | 58376 | Oakley Solar Project | 5220 Neroly Road | Oakley | CA | 94561 | Contra Costa | 38.0017 | -121.7478 | WECC | CISO | California Independent System Operator |  | 22 | NR | 2 | IPP Non-CHP |  | N |  | Y | QF13-334-000 | N |  | N | X |  | Pacific Gas & Electric Co | 14328 | CA | 21
59370 | ENERGYneering Solutions, Inc | 58377 | Rochelle Energy Center | 157 Mulford Rd. | Rochelle | IL | 61068 | Ogle | 41.9247 | -88.9986 | RFC | PJM | PJM Interconnection, LLC |  | 22 | NR | 2 | IPP Non-CHP |  | N |  | Y | Pending | N |  | N | X |  | Rochelle Municipal Utilities | 16179 | IL | 138
58365 | Petra Nova Power I LLC | 58378 | W.A. Parish Carbon Capture Plant | 2500 Y.U. Jones Road | Thompsons | TX | 77481 | Fort Bend | 29.4753 | -95.6342 | TRE | ERCO | Electric Reliability Council of Texas, Inc. | Smithers Lake | 22 | NR | 2 | IPP Non-CHP |  | N |  | N |  | N |  | N | X |  | CenterPoint Energy | 8901 | TX | 116 |  |  | Kinder Morgan Tejas Pipeline
58366 | Toro Energy of California SLO | 58379 | Cold Canyon 1 | 2268 Carpenter Canyon | San Luis Obispo | CA | 93401 | San Luis Obispo | 35.1867 | -120.5994 | WECC | CISO | California Independent System Operator |  | 22 | NR | 2 | IPP Non-CHP |  | N |  | Y | QF 12-509 | N |  |  | X |  | Pacific Gas & Electric Co | 14328 | CA | 12
58368 | Doyon Utilities, LLC | 58380 | JBER Landfill Gas Power Plant | 58900 Davis Highway | Anchorage | AK | 99505 | Anchorage | 61.285 | -149.6117 |  |  |  |  | 928 | RE | 4 | Commercial Non-CHP |  | N |  | N |  | N |  | N | X |  | Anchorage Municipal Light and Power | 599 | AK | 34.5 |  |  | Enstar Natural Gas Company
2439 | City of Bryan - (OH) | 58381 | Bryan Solar Field | 12450 State RT 34 | Bryan | OH | 43506 | Williams | 41.4764 | -84.5861 | RFC | PJM | PJM Interconnection, LLC |  | 22 | RE | 1 | Electric Utility |  | N |  | N |  | N |  | N | X |  | City of Bryan - (OH) | 2439 | OH | 12.47
58370 | TMF Biofuels, LLC | 58382 | Threemile Digester | 75906 Threemile Road | Boardman | OR | 97818 | Morrow | 45.71 | -119.9011 | WECC | PACW | PacifiCorp - West | Wells | 22 | NR | 3 | IPP CHP |  | N |  | Y | QF11-486-000 | N |  | N | X |  | PacifiCorp | 14354 | OR | 34.5
803 | Arizona Public Service Co | 58383 | Hyder II | 75100 E County 14 1/2 St | Hyder | AZ | 85333 | Yuma | 33.027 | -113.3489 | WECC | AZPS | Arizona Public Service Company |  | 22 | RE | 1 | Electric Utility |  | N |  | N |  | N |  | N | X |  | Arizona Public Service Co | 803 | AZ | 12.47
58372 | Riverside Investments LLC | 58384 | Fargo Drop | 17456 Garnet Rd | Wilder | ID | 83676 | Canyon | 43.625 | -116.8997 | WECC | IPCO | Idaho Power Company | Lake Lowell | 22 | NR | 2 | IPP Non-CHP |  | N |  | N |  | N |  |  | X |  | Idaho Power Co | 9191 | ID | 12.5
56769 | Consolidated Edison Development Inc. | 58385 | Northbridge Solar | 116 Milford Road | South Grafton | MA | 1560 | Worcester | 42.1664 | -71.6456 | NPCC | ISNE | ISO New England Inc. |  | 22 | NR | 2 | IPP Non-CHP |  | N |  | N |  | N |  |  | X |  | Massachusetts Electric Co | 11804 | MA | 14
58373 | CU Solar LLC | 58386 | CU Solar Plant | There is no address | Cedarville | OH | 45314 | Greene | 39.7419 | -83.8169 | RFC | PJM | PJM Interconnection, LLC |  | 22 | NR | 2 | IPP Non-CHP |  | N |  | N |  | N |  |  | X |  | Dayton Power & Light Co | 4922 | OH | 12.47
58374 | CES Sterling LLC | 58387 | CES Sterling LLC | 12 Wiles Road | Sterling | MA | 1564 | Worcester | 42.4419 | -71.7222 | NPCC | ISNE | ISO New England Inc. |  | 22 | NR | 2 | IPP Non-CHP |  | N |  | Y | 13-363-000 | N |  |  | X |  | Town of Sterling - (MA) | 18087 | MA | 13.8
59873 | Solar Star California XIX, LLC | 58388 | Solar Star 1 | 15637 Avenue A | Rosamond | CA | 93560 | Kern | 34.8181 | -118.4036 | WECC | CISO | California Independent System Operator |  | 22 | NR | 2 | IPP Non-CHP |  | N |  | N |  | N |  | N | X |  | Southern California Edison Co | 17609 | CA | 230
59872 | Solar Star California XX, LLC | 58389 | Solar Star 2 | 11936 Rosamond Blvd | Rosamond | CA | 93560 | Kern | 34.8486 | -118.3528 | WECC | CISO | California Independent System Operator |  | 22 | NR | 2 | IPP Non-CHP |  | N |  | N |  | N |  | N | X |  | Southern California Edison Co | 17609 | CA | 230
58378 | Jordan Hydroelectric LTD PTP | 58390 | Jordan Hydroelectric Project | 2080 Jordan Dam Road | Moncure | NC | 27559 | Chatham | 35.6547 | -79.0683 | SERC | DUK | Duke Energy Carolinas | B.E. Jordan Lake | 22 | NR | 2 | IPP Non-CHP |  | N |  | Y | 97101000 | N |  | N | X |  | Duke Energy Carolinas, LLC | 5416 | NC | 23
58376 | IND Solar Farm | 58391 | IND Solar Farm 1st Phase | 4450 West Perimeter Road | Indianapolis | IN | 46231 | Marion | 39.6952 | -86.3155 | RFC | MISO | Midcontinent Independent Transmission System Operator, Inc.. |  | 22 | NR | 2 | IPP Non-CHP |  | N |  | Y | QF12-311-000 | N |  |  | X |  | Indianapolis Power & Light Co | 9273 | IN | 13.2
9370 | Hydrodynamics Inc | 58392 | Flint Creek Hydroelectric LLC | 111 Power Plant Rd | Philipsburg | MT | 59858 | Granite | 46.2275 | -113.2947 | WECC | NWMT | NorthWestern Energy (NWMT) | Georgetown Lake | 22 | NR | 2 | IPP Non-CHP |  | N |  | Y | 07-63-000 | N |  |  | X |  | NorthWestern Energy LLC - (MT) | 12825 | MT | 25
2770 | Terra-Gen Operating Co LLC | 58394 | Alta Wind X | 8650 Oak Creek Road | Mojave | CA | 93501 | Kern | 35.06 | -118.2 | WECC | CISO | California Independent System Operator |  | 22 | NR | 2 | IPP Non-CHP |  | N |  | N |  | Y | 11-59-000 |  | X |  | Southern California Edison Co | 17609 | CA | 230
2770 | Terra-Gen Operating Co LLC | 58395 | Alta Wind XI | 8650 Oak Creek Road | Mojave | CA | 93501 | Kern | 35.065 | -118.39 | WECC | CISO | California Independent System Operator |  | 22 | NR | 2 | IPP Non-CHP |  | N |  | N |  | Y | 11-59-000 |  | X |  | Southern California Edison Co | 17609 | CA | 230
58381 | Troutdale Energy Center LLC | 58396 | Troutdale Energy Center | Unknown | Troutdale | OR | 97060 | Multnomah | 45.5583 | -122.4167 | WECC |  |  |  | 22 | NR | 2 | IPP Non-CHP |  | N |  | N |  | N |  |  | X | [7 empty] | N/A
58382 | Ameresco Johnson Canyon LLC | 58397 | Ameresco Johnson Canyon | 31400 Johnson Canyon | Gonzales | CA | 93926 | Monterey | 36.5342 | -121.4086 | WECC | CISO | California Independent System Operator |  | 22 | NR | 2 | IPP Non-CHP |  | N |  | N |  | N |  | N | X |  | Pacific Gas & Electric Co | 14328 | CA | 12
59475 | Imperial Solar 1 LLC | 58398 | Heber Solar | 855B Dogwood Road | Heber | CA | 92249 | Imperial | 32.7125 | -115.5406 | WECC | IID | Imperial Irrigation District |  | 22 | NR | 2 | IPP Non-CHP |  | N |  | N |  | N |  | N | X |  | Imperial Irrigation District | 9216 | CA | 92
58383 | CH4 Biogas LLC | 58399 | Synergy Biogas | 6466 Lemley Road | Wyoming | NY | 14591 | Wyoming | 42.8289 | -78.055 | NPCC | NYIS | New York Independent System Operator |  | 562 | NR | 4 | Commercial Non-CHP |  | N |  | Y | CI72-556-000 | N |  |  | X |  | National Grid Generation, LLC | 26751 |  | 13.2
58384 | Clemson University - Main Campus | 58400 | Central Energy Facility | Klugh Avenue | Clemson | SC | 29634 | Pickens | 34.6794 | -82.8403 | SERC | DUK | Duke Energy Carolinas |  | 611 | NR | 4 | Commercial Non-CHP |  | N |  | N |  | N |  |  | X |  | Duke Energy Carolinas, LLC | 5416 | SC | 12.47 |  |  | TRANSCO Williams
58385 | SR Enterprise South LLC | 58401 | Volkswagen Solar System | 8001 Volkswagen Drive | Chattanooga | TN | 37421 | Hamilton | 35.0975 | -85.1269 | SERC | TVA | Tennessee Valley Authority |  | 22 | NR | 2 | IPP Non-CHP |  | N |  | N |  | N |  |  | X |  | City of Chattanooga - (TN) | 3408 | TN | 12.47
58387 | Solar Star New Jersey VI LLC | 58402 | Solar Star New Jersey NJ LLC | 100 Business Park Drive | Skillman | NJ | 8558 | Somerset | 40.4064 | -74.6675 | RFC | PJM | PJM Interconnection, LLC |  | 22 | NR | 2 | IPP Non-CHP |  | N |  | Y | QF13-507-000 | N |  |  | X |  | Public Service Elec & Gas Co | 15477 | NJ | 13.2
57081 | WGL Energy Systems, Inc | 58403 | Bellingham PV | 436 NE Main Street | Douglas | MA | 1516 | Worcester | 42.075 | -71.7031 | NPCC | ISNE | ISO New England Inc. |  | 22 | NR | 2 | IPP Non-CHP |  | N |  | N |  | N |  |  | X |  | National Grid Generation, LLC | 26751 |  | 13.2
58388 | Pantex (NNSA) | 58404 | Pantex | FM 2373 and Highway 60 | Amarillo | TX | 79120 | Carson | 35.3228 | -101.5325 | SPP | SWPP | Southwest Power Pool |  | 928 | NR | 4 | Commercial Non-CHP | N | N |  | N |  | N |  | N | X |  | Southwestern Public Service Co | 17718 | TX | 115
10433 | Kodiak Electric Assn Inc | 58405 | ESS Battery | 891 Pillar Mountain Road | Kodiak | AK | 99615 | Kodiak Island | 57.7992 | -152.4042 |  |  |  |  | 22 | RE | 1 | Electric Utility |  | N |  | N |  | N |  | N | X |  | Kodiak Electric Assn Inc | 10433 | AK | 12.47
58391 | Chilocco Wind Farm LLC | 58406 | Chilocco Wind Farm | NA | Newkirk | OK | 74647 | Kay | 36.9786 | -97.0806 | SPP | SWPP | Southwest Power Pool |  | 22 | NR | 2 | IPP Non-CHP |  | N |  | N |  | N |  | N | X |  | Western Farmers Elec Coop, Inc | 20447 |  | 172.5
58389 | Luther College Wind Energy Project LLC | 58407 | Luther College Wind Project | 2555 U.S. Highway 52 | Decorah | IA | 52101 | Winneshiek | 43.3269 | -91.8108 | MRO | MISO | Midcontinent Independent Transmission System Operator, Inc.. |  | 22 | NR | 2 | IPP Non-CHP | X | N |  | Y | QF11-509-000 | N |  | N | X |  | Interstate Power and Light Co | 9417 | IA | 13.8
59745 | First Solar Asset Management | 58408 | Maryland Solar | 18695 Roxbury Road | Hagerstown | MD | 21746 | Washington | 39.5631 | -77.7203 | RFC | PJM | PJM Interconnection, LLC |  | 22 | NR | 2 | IPP Non-CHP |  | N |  | N |  | N |  |  | X |  | The Potomac Edison Company | 15263 | MD | 34.5
58409 | Future Power PA | 58409 | Good Spring NGCC Facility | Main Street | Good Spring | PA | 17981 | Schuylkill | 40.6236 | -76.4619 | RFC | PJM | PJM Interconnection, LLC | Good Spring Mine Pool | 22 | NR | 2 | IPP Non-CHP |  | N |  | N |  | N |  | N | X |  | PPL Electric Utilities Corp | 14715 | PA | 230 |  |  | Gas supply pipeline has not yet been chosen
57081 | WGL Energy Systems, Inc | 58410 | Marshfield PV | 99 Clay Pit Road | Marshfield | MA | 2050 | Plymouth | 42.1117 | -70.7094 | NPCC | ISNE | ISO New England Inc. |  | 22 | NR | 2 | IPP Non-CHP |  | N |  | N |  | N |  |  | X |  | NSTAR Electric Company | 54913 | MA | 22.9
57081 | WGL Energy Systems, Inc | 58411 | Orange PV | 380 East River Street | Orange | MA | 1364 | Franklin | 42.585 | -72.2939 | NPCC | ISNE | ISO New England Inc. |  | 22 | NR | 2 | IPP Non-CHP |  | N |  | N |  | N |  |  | X |  | National Grid Generation, LLC | 26751 |  | 13.2
57081 | WGL Energy Systems, Inc | 58412 | Maynard PV | 145 Waltham Street | Maynard | MA | 1754 | Middlesex | 42.4283 | -71.4356 | NPCC | ISNE | ISO New England Inc. |  | 22 | NR | 2 | IPP Non-CHP |  | N |  | N |  | N |  |  | X |  | NSTAR Electric Company | 54913 | MA | 13.8
16572 | Salt River Project | 58413 | Copper Crossing Gen Station | 8125 E. Bella Vista Rd | Florence | AZ | 85143 | Pinal | 33.1551 | -111.4836 | WECC | SRP | Salt River Project | Wells | 22 | RE | 1 | Electric Utility |  | N |  | N |  | N |  | N | X |  | Salt River Project | 16572 | AZ | 230 | 69 |  | TBD
13468 | New London Municipal Utilities | 58414 | NLMU Wind | 2423 Racine Ave. | New London | IA | 52645 | Henry | 40.955 | -91.3944 | MRO | MISO | Midcontinent Independent Transmission System Operator, Inc.. |  | 22 | RE | 1 | Electric Utility |  | N |  | N |  | N |  | N | X |  | New London Municipal Utilities | 13468 | IA | 7.62
58412 | Headwaters Wind Farm LLC | 58416 | Headwaters Wind Farm LLC | 1101 Rainbow Drive | Winchester | IN | 47394 | Randolph | 40.0667 | -85.0133 | RFC | PJM | PJM Interconnection, LLC |  | 22 | NR | 2 | IPP Non-CHP | X | N |  | N |  | Y | EG-14-55-000 | N | X |  | Indiana Michigan Power Co | 9324 | IN | 345
58413 | Lone Valley Solar Park I LLC | 58417 | Lone Valley Solar Park I LLC | 7950 Camp Rock Road | Lucerne Valley | CA | 92356 | San Bernardino | 34.3981 | -116.8655 | WECC | CISO | California Independent System Operator |  | 22 | NR | 2 | IPP Non-CHP | N | N |  | N |  | N |  | N | X |  | Southern California Edison Co | 17609 | CA | 33
58661 | Sustainable Power Group, LLC | 58418 | Victor Dry Farm Ranch A | White Rd. and Dos Palmas Road | Victorville | CA | 92392 | San Bernardino | 34.5011 | -117.4667 | WECC | CISO | California Independent System Operator |  | 22 | NR | 2 | IPP Non-CHP | N | N |  | N |  | N |  |  | X |  | Southern California Edison Co | 17609 | CA | 12.47
58661 | Sustainable Power Group, LLC | 58419 | Victor Dry Farm Ranch B | White Rd & Maricopa Rd | Victorville | CA | 92392 | San Bernardino | 34.4978 | -117.4711 | WECC | CISO | California Independent System Operator |  | 22 | NR | 2 | IPP Non-CHP | N | N |  | N |  | N |  |  | X |  | Southern California Edison Co | 17609 | CA | 12.47
58417 | Panda Liberty O&M LLC | 58420 | Panda Liberty Generation Plant | 151 Liberty Lane | Towanda | PA | 18848 | Bradford | 41.7675 | -76.39 | RFC | PJM | PJM Interconnection, LLC | Towanda Municipal | 22 | NR | 2 | IPP Non-CHP |  | N |  | N |  | N |  | N | X |  | Pennsylvania Electric Co | 14711 | PA | 230 |  |  | Valley Energy
58418 | State Fair Community College | 58421 | Missouri Center for Waste to Energy | 24409 Oak Grove Lane | Sedalia | MO | 65301 | Pettis | 38.7247 | -93.2789 | SERC | SWPP | Southwest Power Pool |  | 22 | NR | 2 | IPP Non-CHP |  | N |  | N |  | N |  | N | X |  | Kansas City Power & Light Co | 10000 | MO | 12.47
58416 | California State University, Northridge | 58422 | CSU Northridge Plant | 18111 Nordhoff Street | Northridge | CA | 91330 | Los Angeles | 34.2433 | -118.5306 | WECC | LDWP | Los Angeles Department of Water and Power |  | 611 | NR | 5 | Commercial CHP | Y | N |  | N |  | N |  | N | X |  | Los Angeles Department of Water & Power | 11208 | CA | 35 |  |  | Southern California Gas Company
57081 | WGL Energy Systems, Inc | 58423 | Southbridge PV | 247 Blackmer Road | Southbridge | MA | 1550 | Worcester | 42.0525 | -71.9917 | NPCC | ISNE | ISO New England Inc. |  | 22 | NR | 2 | IPP Non-CHP |  | N |  | N |  | N |  |  | X |  | National Grid Generation, LLC | 26751 |  | 13.2
58420 | Harbor Wind Tenant LLC | 58424 | Harbor Wind LLC | 3918 Joe Fulton International | Corpus Christi | TX | 78402 | Nueces | 27.8322 | -97.4403 | TRE | ERCO | Electric Reliability Council of Texas, Inc. |  | 22 | NR | 2 | IPP Non-CHP | N | N |  | N |  | N |  | N | X |  | AEP Texas Central Company | 3278 | TX | 12.47
58422 | Fire Island Wind LLC | 58425 | Fire Island Wind | 725 East Fireweed Lane | Anchorage | AK | 99503 | Anchorage | 61.13 | -150.2436 |  |  |  |  | 22 | NR | 2 | IPP Non-CHP | X | N |  | N |  | N |  | N | X |  | Chugach Electric Assn Inc | 3522 | AK | 34.5
58421 | Panda Patriot O&M LLC | 58426 | Panda Patriot Generation Plant | 50 Patriot Lane | Montgomery | PA | 17752 | Lycoming | 41.1808 | -76.8392 | RFC | PJM | PJM Interconnection, LLC | Air Cooled Condensers | 22 | NR | 2 | IPP Non-CHP |  | N |  | N |  | N |  | N | X |  | PPL Electric Utilities Corp | 14715 | PA | 230 |  |  | UGI Penn Natural Gas
56155 | Lansing Board of Water and Light | 58427 | Lansing BWL REO Town Plant | 1201 South Washington | Lansing | MI | 48910 | Ingham | 42.7197 | -84.5517 | RFC | MISO | Midcontinent Independent Transmission System Operator, Inc.. | Municipality | 22 | RE | 1 | Electric Utility |  | N |  | N |  | N |  | N | X |  | City of Lansing - (MI) | 10704 | MI | 138 |  |  | CMS Energy
58425 | LSU and A&M College | 58428 | LSU Cogen | South Stadium Drive | Baton Rouge | LA | 70803 | East Baton Rouge | 30.4106 | -91.1814 | SERC | MISO | Midcontinent Independent Transmission System Operator, Inc.. |  | 611 | NR | 5 | Commercial CHP |  | Y | 05-164-000 | N |  | N |  | N | X |  | Entergy Gulf States - LA LLC | 55936 | LA | 13.8 |  |  | Acadian Natrual Gas Pipeline
58426 | Sunshine Gas Producers LLC | 58429 | Sunshine Gas Producers | 14747 San Fernando Road, Build | Sylmar | CA | 91342 | Los Angeles | 34.3357 | -118.5192 | WECC | CISO | California Independent System Operator |  | 22 | NR | 2 | IPP Non-CHP |  | N |  | Y | QF-13-530-000 | N |  | N | X |  | Southern California Edison Co | 17609 | CA | 66
58427 | Centinela Solar Energy LLC | 58430 | Centinela Solar Energy | 319 Brockman Road | Calexico | CA | 92231 | Imperial | 32.6869 | -115.6478 | WECC | CISO | California Independent System Operator |  | 22 | NR | 2 | IPP Non-CHP | N | N |  | N |  | N |  | N | X |  | San Diego Gas & Electric Co | 16609 | CA | 230
58428 | UT West Tennessee Solar Farm | 58431 | West Tennessee Solar Farm | 1900 Albright Road | Stanton | TN | 38069 | Haywood | 35.4086 | -89.3875 | SERC | TVA | Tennessee Valley Authority |  | 22 | NR | 2 | IPP Non-CHP |  | N |  | N |  | N |  | N | X |  | Chickasaw Electric Coop, Inc | 40166 | TN | 24.9
58429 | Houweling's Tomatoes | 58432 | Houweling Nurseries | 645 W Laguna Road | Camarillo | CA | 93012 | Ventura | 34.1797 | -119.0831 | WECC | CISO | California Independent System Operator |  | 22 | NR | 3 | IPP CHP |  | Y | QF12-413-000 | N |  | N |  | N | X |  | Southern California Edison Co | 17609 | CA | 16.8 |  |  | Southern California Gas Company
57485 | Diamond State Generation Partners, LLC | 58433 | Red Lion Energy Center | 1493 River Road | New Castle | DE | 19720 | New Castle | 39.6101 | -75.6297 | RFC | PJM | PJM Interconnection, LLC |  | 22 | NR | 2 | IPP Non-CHP |  | N |  | N |  | N |  | N | X |  | Delmarva Power | 5027 | DE | 135 |  |  | Delmarva Distribution Network
20421 | Western Minnesota Mun Pwr Agny | 58434 | Red Rock Hydro Plant | 1004 216th Place | Pella | IA | 50219 | Marion | 41.3697 | -92.9808 | MRO | MISO | Midcontinent Independent Transmission System Operator, Inc.. | Des Moines River | 22 | RE | 1 | Electric Utility |  | N |  | N |  | N |  |  | X |  | WAPA-- Western Area Power Administration | 27000 | SD | 69
58431 | Ameresco Vasco Road, LLC | 58435 | Ameresco Vasco Road | 4001 North Vasco Road | Livermore | CA | 95336 | Alameda | 37.7544 | -121.7289 | WECC | CISO | California Independent System Operator |  | 22 | NR | 2 | IPP Non-CHP |  | N |  | N |  | N |  | N | X |  | Pacific Gas & Electric Co | 14328 | CA | 12
58432 | Ameresco San Joaquin, LLC | 58436 | Ameresco San Joaquin | 6484 North Waverly Road | Linden | CA | 95326 | San Joaquin | 38.0297 | -120.9297 | WECC | CISO | California Independent System Operator |  | 22 | NR | 2 | IPP Non-CHP |  | N |  | Y | 12-295-000 | N |  | N | X |  | Pacific Gas & Electric Co | 14328 | CA | 12.47
58433 | Ameresco Forward, LLC | 58437 | Ameresco Forward | 9999 South Austin Road | Manteca | CA | 95336 | San Joaquin | 37.8834 | -121.1851 | WECC | CISO | California Independent System Operator |  | 22 | NR | 2 | IPP Non-CHP |  | N |  | N |  | N |  | N | X |  | Pacific Gas & Electric Co | 14328 | CA | 12
58434 | City of Spearfish | 58438 | Spearfish Hydro | 1000 South Canyon Street | Spearfish | SD | 57783 | Lawrence | 44.4783 | -103.8547 | MRO | WACM | Western Area Power Administration - Rocky Mountain Region | Spearfish Creek | 22 | RE | 1 | Electric Utility |  | N |  | N |  | N |  | N | X |  | Black Hills Power Inc | 19545 | SD | 69
58435 | Collinwood BioEnergy | 58439 | Collinwood BioEnergy Facility | 13550 Aspinwall Avenue | Cleveland | OH | 44110 | Cuyahoga | 41.5556 | -81.5892 | RFC | PJM | PJM Interconnection, LLC |  | 115 | NR | 6 | Industrial Non-CHP |  | N |  | N |  | N |  | N | X |  | City of Cleveland - (OH) | 3762 | OH | 10.1
59413 | Crestmark Bank | 58440 | CBS Studio Center | 4024 Radford Ave | Los Angeles | CA | 91604 | Los Angeles | 34.145 | -118.3908 | WECC | LDWP | Los Angeles Department of Water and Power |  | 512 | NR | 4 | Commercial Non-CHP |  | N |  | N |  | N |  |  | X |  | Los Angeles Department of Water & Power | 11208 | CA | 4.8 |  |  | Southern California Gas Company
58430 | Gamesa Wind US LLC | 58441 | Swauk Wind LLC | 18511 Highway 10 | Thorp | WA | 98946 | Kittitas | 47.1392 | -120.7531 | WECC | PSEI | Puget Sound Energy |  | 22 | NR | 2 | IPP Non-CHP |  | N |  | Y | 13-93-000 | N |  |  | X |  | Puget Sound Energy Inc | 15500 | WA | 34.5
58437 | ACI Energy Partners LLC | 58442 | ACI Energy Partners LLC | 117 S Massachusetts Ave | Atlantic City | NJ | 8401 | Atlantic | 39.3647 | -74.4156 | RFC | PJM | PJM Interconnection, LLC |  | 22 | NR | 3 | IPP CHP |  | N |  | N |  | N |  |  | X |  | Atlantic City Electric Co | 963 | NJ | 23 |  |  | South Jersey Gas Company
58438 | Sunstream Energy LLC | 58443 | Martin Limestone Solar Array | 875 East Earl Road | New Holland | PA | 17557 | Lancaster | 40.1078 | -76.0617 | RFC | PJM | PJM Interconnection, LLC |  | 22 | NR | 2 | IPP Non-CHP | Y | N |  | N |  | N |  | N | X |  | PPL Electric Utilities Corp | 14715 | PA | 12.48
58439 | Junction Hilltop Management LLC | 58444 | Junction Hilltop Wind Farm | 850 Somerset Ave | Dana | IA | 50064 | Greene | 42.0989 | -94.2692 | MRO | MISO | Midcontinent Independent Transmission System Operator, Inc.. |  | 22 | NR | 2 | IPP Non-CHP |  | N |  | Y | 11-253,11-254,11-255,11-256,11-257 | N |  | N | X |  | Interstate Power and Light Co | 9417 | IA | 12.47
58440 | CD US Solar MT 2 LLC | 58445 | Arrache 4006 | 4291 E Ave | Palmdale | CA | 93552 | Los Angeles | 34.655 | -118.0511 | WECC | CISO | California Independent System Operator |  | 22 | NR | 2 | IPP Non-CHP |  | N |  | Y | 11-305, 11-306 | N |  | N | X |  | Southern California Edison Co | 17609 | CA | 12
58440 | CD US Solar MT 2 LLC | 58446 | Arrache 4013 | 42170 40th Street East | Palmdale | CA | 93552 | Los Angeles | 34.6506 | -118.0519 | WECC | CISO | California Independent System Operator |  | 22 | NR | 2 | IPP Non-CHP |  | N |  | Y | 11-303 | N |  | N | X |  | Southern California Edison Co | 17609 | CA | 12
58440 | CD US Solar MT 2 LLC | 58447 | Arrache 8083 | 42051 40th Street East | Palmdale | CA | 93552 | Los Angeles | 34.6478 | -118.0611 | WECC | CISO | California Independent System Operator |  | 22 | NR | 2 | IPP Non-CHP |  | N |  | Y | 11-295, 11-296, 11-297 | N |  | N | X |  | Southern California Edison Co | 17609 | CA | 12
58440 | CD US Solar MT 2 LLC | 58448 | Nunn | 14129 Joshua Rd | Apple Valley | CA | 92307 | San Bernardino | 34.5092 | -117.1544 | WECC | CISO | California Independent System Operator |  | 22 | NR | 2 | IPP Non-CHP |  | N |  | Y | 11-376 | N |  | N | X |  | Southern California Edison Co | 17609 | CA | 12
58440 | CD US Solar MT 2 LLC | 58449 | Rutan | 20th Street West & West Ave M | Palmdale | CA | 93551 | Los Angeles | 34.6439 | -118.1631 | WECC | CISO | California Independent System Operator |  | 22 | NR | 2 | IPP Non-CHP |  | N |  | Y | 12-56, 12-53, 12-52 | N |  | N | X |  | Southern California Edison Co | 17609 | CA | 12
58440 | CD US Solar MT 2 LLC | 58450 | Vinam | 43252 40th Street East | Lancaster | CA | 93535 | Los Angeles | 34.6689 | -118.0614 | WECC | CISO | California Independent System Operator |  | 22 | NR | 2 | IPP Non-CHP |  | N |  | Y | 11-294 | N |  | N | X |  | Southern California Edison Co | 17609 | CA | 12
58440 | CD US Solar MT 2 LLC | 58451 | Ma | 4016 East Lancaster Blvd | Lancaster | CA | 93535 | Los Angeles | 34.6953 | -118.0625 | WECC | CISO | California Independent System Operator |  | 22 | NR | 2 | IPP Non-CHP |  | N |  | Y | 12-190 | N |  | N | X |  | Southern California Edison Co | 17609 | CA | 12
58440 | CD US Solar MT 2 LLC | 58452 | Horn | 8101 80th Ave W | Lancaster | CA | 93536 | Los Angeles | 34.7089 | -118.2742 | WECC | CISO | California Independent System Operator |  | 22 | NR | 2 | IPP Non-CHP |  | N |  | Y | 11-355 | N |  | N | X |  | Southern California Edison Co | 17609 | CA | 12
58442 | Dixon Dairy Road | 58453 | Dixon Dairy Road Solar | 230 Dixon Dairy Road | Kings Mountain | NC | 28086 | Cleveland | 35.1992 | -81.4108 | SERC | DUK | Duke Energy Carolinas |  | 22 | NR | 2 | IPP Non-CHP |  | N |  | Y | 11,231,00 | N |  |  | X |  | Duke Energy Carolinas, LLC | 5416 | NC | 12.47
58440 | CD US Solar MT 2 LLC | 58454 | Watts 3115 | 1255 El Mirage Road | Adelanto | CA | 92301 | San Bernardino | 34.6008 | -117.6422 | WECC | CISO | California Independent System Operator |  | 22 | NR | 2 | IPP Non-CHP |  | N |  | Y | 11-292, 11-293 | N |  | N | X |  | Southern California Edison Co | 17609 | CA | 12
58443 | EBD Hydro LLC | 58455 | 45 Mile Hydroelectric Project | N/A | Culver | OR | 97734 | Jefferson | 44.5281 | -121.1528 | WECC | PACW | PacifiCorp - West | North Unit Main Canal | 22 | NR | 2 | IPP Non-CHP |  | N |  | Y | 12-239-000 | N |  | N | X |  | PacifiCorp | 14354 | OR | 12.48
58444 | Cumberland Rose Wind Energy, LLC | 58456 | Cumberland Rose | 2917 Orange Avenue | Orient | IA | 50858 | Adair | 41.2269 | -94.4347 | MRO | MISO | Midcontinent Independent Transmission System Operator, Inc.. |  | 22 | NR | 2 | IPP Non-CHP |  | N |  | Y | QF12-335-000 | N |  |  | X |  | Farmers Electric Coop, Inc - (IA) | 6112 | IA | 12.47
58445 | Forward Fontanelle Power, LLC | 58457 | Fontanelle | 2155 Fontanelle Road | Fontanelle | IA | 50846 | Adair | 41.3389 | -94.57 | MRO | MISO | Midcontinent Independent Transmission System Operator, Inc.. |  | 22 | NR | 2 | IPP Non-CHP |  | N |  | Y | QF11-452-000 | N |  |  | X |  | City of Fontanelle - (IA) | 6501 | IA | 12.47
58446 | Greenfield Wind Power, LLC | 58458 | Greenfield Wind | 2101 250th St. | Greenfield | IA | 50849 | Adair | 41.29 | -94.485 | MRO | MISO | Midcontinent Independent Transmission System Operator, Inc.. |  | 22 | RE | 1 | Electric Utility |  | N |  | Y | QF12-192-000 | N |  |  | X |  | City of Greenfield - (IA) | 7626 | IA | 12.47
58447 | Meadow Ridge Wind Energy, LLC | 58459 | Meadow Ridge | 2325 180th St. | Greenfield | IA | 50849 | Adair | 41.39 | -94.4458 | MRO | MISO | Midcontinent Independent Transmission System Operator, Inc.. |  | 22 | NR | 2 | IPP Non-CHP |  | N |  | Y | QF12-334-000 | N |  |  | X |  | Farmers Electric Coop, Inc - (IA) | 6112 | IA | 12.47
58448 | Sky Volt, LLC | 58460 | Sky Volt | 2101 250th St. | Greenfield | IA | 50849 | Adair | 41.29 | -94.4881 | MRO | MISO | Midcontinent Independent Transmission System Operator, Inc.. |  | 22 | NR | 2 | IPP Non-CHP |  | N |  | Y | QF12-336-000 | N |  |  | X |  | City of Greenfield - (IA) | 7626 | IA | 12.47
58449 | Wiota Wind Energy, LLC #1 | 58461 | Wiota | 68776 Independence Rd | Wiota | IA | 50274 | Cass | 41.3919 | -94.8764 | MRO | MISO | Midcontinent Independent Transmission System Operator, Inc.. |  | 22 | NR | 2 | IPP Non-CHP |  | N |  | Y | QF11-453-000 | N |  |  | X |  | Farmers Electric Coop, Inc - (IA) | 6112 | IA | 12.47
58451 | McCoy Solar, LLC | 58462 | McCoy Solar Energy Project | NA | Blythe | CA | 92225 | Riverside | 33.6947 | -114.7397 | WECC | CISO | California Independent System Operator |  | 22 | NR | 2 | IPP Non-CHP |  | N |  | N |  | N |  |  | X |  | Southern California Edison Co | 17609 | CA | 230
58452 | SMECO Solar LLC | 58463 | Herbert Farm Solar | 7761 Leonardtown Rd | Hughesville | MD | 20637 | Charles | 38.5456 | -76.7994 | RFC | PJM | PJM Interconnection, LLC |  | 22 | RE | 1 | Electric Utility |  | N |  | Y | QF12-435-000 | N |  | N | X |  | Southern Maryland Elec Coop Inc | 17637 | MD | 12
57421 | BayWa r.e Wind LLC | 58464 | Broadview Energy Prime LLC | 1697 Curry Road 34 | Grady | NM | 88120 | Curry | 34.7469 | -103.325 | SPP | SWPP | Southwest Power Pool |  | 22 | NR | 2 | IPP Non-CHP | X | N |  | Y | QF13-395-002 | N |  | N | X |  | Farmers Electric Coop, Inc - (NM) | 6198 | NM | 69
57421 | BayWa r.e Wind LLC | 58465 | Broadview Energy Prime 2 LLC | 1697 Curry Road 34 | Grady | NM | 88120 | Curry | 34.7281 | -103.305 | SPP | SWPP | Southwest Power Pool |  | 22 | NR | 2 | IPP Non-CHP | X | N |  | Y | QF13-396-002 | N |  | N | X |  | Farmers Electric Coop, Inc - (NM) | 6198 | NM | 69
57369 | Apple, Inc | 58466 | Mesa Solar Array | 3740 S. Signal Butte Rd | Mesa | AZ | 85209 | Maricopa | 33.3469 | -111.6031 | WECC | SRP | Salt River Project |  | 22 | NR | 2 | IPP Non-CHP |  | N |  | N |  | N |  |  | X |  | San Diego Gas & Electric Co | 16609 | CA | 230
17650 | Southern Power Co | 58467 | Campo Verde Solar | 2007 W. Diehl Rd | Seeley | CA | 92273 | Imperial | 32.7533 | -115.7264 | WECC | CISO | California Independent System Operator |  | 22 | NR | 2 | IPP Non-CHP |  | N |  | N |  | N |  |  | X |  | San Diego Gas & Electric Co | 16609 | CA | 230
19547 | Hawaiian Electric Co Inc | 58469 | HNL Emergency Power Facility | 300 Rodgers Blvd | Honolulu | HI | 96819 | Honolulu | 21.3364 | -157.9194 | HICC |  |  |  | 22 | RE | 1 | Electric Utility |  | N |  | N |  | N |  |  | X |  | Hawaiian Electric Co Inc | 19547 | HI | 12
58459 | C-Drop | 58470 | C-Drop Hydro | 6640 Kid Lane | Klamath Falls | OR | 97603 | Klamath | 42.1658 | -121.685 | WECC | PACW | PacifiCorp - West | Irrigation Water | 22 | NR | 2 | IPP Non-CHP |  | N |  | Y | 12286001 | N |  |  | X |  | PacifiCorp | 14354 | OR | 12.5
49893 | Invenergy Services LLC | 58471 | Ector County Energy Center | SW 3601 1 MW NW of Holt Road | Goldsmith | TX | 79741 | Ector | 32.0692 | -102.5856 | TRE | ERCO | Electric Reliability Council of Texas, Inc. | Well | 22 | NR | 2 | IPP Non-CHP |  | N |  | N |  | N |  | N | X |  | Oncor Electric Delivery Company LLC | 44372 | TX | 138 |  |  | El Paso Natural Gas
58460 | Buena Vista Biomass LLC | 58472 | Buena Vista Biomass Power | 4655 Coal Mine Rd | Ione | CA | 95640 | Amador | 38.2778 | -120.9136 | WECC | CISO | California Independent System Operator | Jackson Creek | 22 | NR | 2 | IPP Non-CHP |  | N |  | Y | 82208009 | N |  | N | X |  | Pacific Gas & Electric Co | 14328 | CA | 60 |  |  | PG&E
5070 | Delaware Electric Cooperative | 58473 | Bruce A Henry Solar Farm | 23031 East Trap Pond Road | Georgetown | DE | 19947 | Sussex | 38.664 | -75.4005 | RFC | PJM | PJM Interconnection, LLC |  | 22 | RE | 1 | Electric Utility | N | N |  | N |  | N |  | N | X |  | Delaware Electric Cooperative | 5070 | DE | 12.5
58461 | Buffalo Dunes Wind Project LLC | 58474 | Buffalo Dunes Wind Project | Haskell Co Rd | Satanta | KS | 67870 | Haskell | 37.6208 | -101.0761 | SPP | SWPP | Southwest Power Pool |  | 22 | NR | 2 | IPP Non-CHP |  | N |  | N |  | Y | ER13-49 |  | X |  | Southwestern Public Service Co | 17718 | NM | 345
58462 | Battery Utility of Ohio LLC | 58475 | Battery Utility of Ohio | 12666 Centerburg Rd | Sunbury | OH | 43074 | Delaware | 40.2603 | -82.8331 | RFC | PJM | PJM Interconnection, LLC |  | 22 | NR | 2 | IPP Non-CHP |  | N |  | N |  | Y | App submitted to obtain QF docket numbers, will provide | N | X |  | Ohio Power Co | 14006 | OH | 34.5
58463 | Dart Container Corp | 58476 | Dart Container Corp | 60 east Main St | Leola | PA | 17540 | Lancaster | 40.0865 | -76.176 | RFC | PJM | PJM Interconnection, LLC |  | 326 | NR | 7 | Industrial CHP |  | N |  | N |  | N |  | N | X |  | PPL Electric Utilities Corp | 14715 | PA | 138
58464 | City of Las Vegas | 58477 | Las Vegas WPCF Solar Plant | 6005 Vegas Valley Dr | Las Vegas | NV | 89142 | Clark | 36.1344 | -115.0353 | WECC | NEVP | Nevada Power Company |  | 22 | NR | 2 | IPP Non-CHP | N | N |  | N |  | N |  | N | X |  | Nevada Power Co | 13407 | NV | 12.5
26253 | Louisiana Energy & Power Authority | 58478 | LEPA Unit No. 1 | 1333 Youngs Road | Morgan City | LA | 70380 | St Mary | 29.6911 | -91.1928 | SPP | MISO | Midcontinent Independent Transmission System Operator, Inc.. | WWT Effluent | 22 | RE | 1 | Electric Utility |  | N |  | N |  | N |  | N | X |  | Morgan City - (LA) | 12927 | LA | 138 |  |  | TEXAS GAS
58465 | Green States Energy, Inc. | 58479 | SEV NM Phase 2 | 1200 W. Brasher Rd | Roswell | NM | 88201 | Chaves | 33.3511 | -104.5069 | WECC | SWPP | Southwest Power Pool |  | 22 | NR | 2 | IPP Non-CHP |  | N |  | Y | QF13-529-000 | N |  |  | X |  | Southwestern Public Service Co | 17718 | NM | 12.47
58466 | SunEnergy1 | 58480 | Plymouth Solar LLC | Mackey's Rd and Industrial Par | Plymouth | NC | 27962 | Washington | 35.875 | -76.7106 | SERC | PJM | PJM Interconnection, LLC |  | 22 | NR | 2 | IPP Non-CHP |  | N |  | Y | QF12-162-000 | N |  | N | X |  | Virginia Electric & Power Co | 19876 | NC | 34.5
58467 | SSA Solar of CO 1, LLC | 58481 | CSU Pueblo | 2200 Bonforte Boulevard | Pueblo | CO | 81001 | Pueblo | 38.3061 | -104.58 | WECC | WACM | Western Area Power Administration - Rocky Mountain Region |  | 611 | NR | 4 | Commercial Non-CHP | N | N |  | N |  | N |  | N | X |  | Black Hills Power Inc | 19545 | SD | 13.2
58468 | Dominion Renewable Energy | 58482 | Azalea Solar, LLC | 965 Breezy Hill Road | Davisboro | GA | 31018 | Washington | 32.9808 | -82.5917 | SERC | SOCO | Southern Company Services, Inc. - Trans |  | 22 | NR | 2 | IPP Non-CHP |  | N |  | Y | 13-547-002 | N |  | N | X |  | Georgia Transmission Corp | 7197 | GA | 46
58469 | Tinton Falls Solar | 58483 | Tinton Falls Solar Farm | 99 Tormee Drive | Tinton Falls | NJ | 7712 | Monmouth | 40.2639 | -74.0842 | RFC | PJM | PJM Interconnection, LLC |  | 22 | NR | 2 | IPP Non-CHP |  | N |  | N |  | N |  | N | X |  | Jersey Central Power & Lt Co | 9726 | NJ | 34.5
58472 | MAS ASB Cogen LLC | 58484 | MAS ASB Cogen Plant | 3791 Browns Mill Road | Atlanta | GA | 30354 | Fulton | 33.655 | -84.3944 | SERC | SOCO | Southern Company Services, Inc. - Trans | City of Atlanta | 312 | NR | 6 | Industrial Non-CHP |  | N |  | Y | 12-120-000 | N |  | N | X |  | Georgia Power Co | 7140 | GA | 19.8 |  |  | Southern
58764 | Origis Energy USA, Inc | 58485 | Upson Rocky Creek Solar Plant | 310 Rocky Creek Road | Thomaston | GA | 30286 | Upson | 32.9208 | -84.3431 | SERC | SOCO | Southern Company Services, Inc. - Trans |  | 22 | NR | 2 | IPP Non-CHP | N | N |  | Y | 12-86-001 | N |  | N | X |  | Georgia Power Co | 7140 | GA | 12.47
58473 | NVT LICENSES, LLC | 58486 | Picture Rocks Solar, LLC | 9000 N Sanders Rd | Marana | AZ | 85653 | Pima | 32.3697 | -111.2428 | WECC | TEPC | Tucson Electric Power Company |  | 22 | NR | 2 | IPP Non-CHP | X | N |  | N |  | N |  | N | X |  | Tucson Electric Power Co | 24211 | AZ | 46
17650 | Southern Power Co | 58487 | Granville Solar PV Power Project | 7169 Highway 15 | Oxford | NC | 27565 | Granville | 36.4117 | -78.5939 | SERC | CPLE | Progress Energy Carolinas - EAST |  | 22 | NR | 2 | IPP Non-CHP |  | N |  | Y | QF12-489-000 | N |  |  | X |  | Duke Energy Progress - (NC) | 3046 | NC | 13.2
58473 | NVT LICENSES, LLC | 58488 | Bryan Solar, LLC | 3400 Rancho Rd | Presidio | TX | 79845 | Presidio | 29.6 | -104.3 | TRE | ERCO | Electric Reliability Council of Texas, Inc. |  | 22 | NR | 2 | IPP Non-CHP |  | N |  | N |  | N |  |  | X |  | AEP Texas North Company | 20404 | TX | 69
17650 | Southern Power Co | 58489 | Apex Solar PV Power Project | 14005 Apex Power Pkwy | North Las Vegas | NV | 89165 | Clark | 36.39 | -114.97 | WECC | NEVP | Nevada Power Company |  | 22 | NR | 2 | IPP Non-CHP |  | N |  | Y | QF12-262-000 | N |  |  | X |  | Nevada Power Co | 13407 | NV | 69
17650 | Southern Power Co | 58490 | Spectrum Solar PV Power Project | 4040 State Highway 147 | Las Vegas | NV | 89124 | Clark | 36.23 | -114.87 | WECC | NEVP | Nevada Power Company |  | 22 | NR | 2 | IPP Non-CHP |  | N |  | Y | QF12-493-000 | N |  |  | X |  | Nevada Power Co | 13407 | NV | 69
58477 | O2energies, Inc. | 58491 | Sandy Cross Solar, LLC | 2999 Lewis Road | Elm City | NC | 27822 | Nash | 35.8683 | -77.9542 | SERC | CPLE | Progress Energy Carolinas - EAST |  | 22 | NR | 2 | IPP Non-CHP | N | N |  | Y | QF11,493,000 | N |  | N | X |  | Duke Energy Progress - (NC) | 3046 | NC | 12.47
58477 | O2energies, Inc. | 58492 | Ararat Rock Solar, LLC | 525 Quarry Road | Mount Airy | NC | 27030 | Surry | 36.4611 | -80.6006 | SERC | DUK | Duke Energy Carolinas |  | 22 | NR | 2 | IPP Non-CHP | N | N |  | Y | QF12,115,000 | N |  | N | X |  | Duke Energy Carolinas, LLC | 5416 | NC | 12.47
58477 | O2energies, Inc. | 58493 | Progress Solar 1, LLC | 5814 NC 39 Hwy S | Bunn | NC | 27508 | Franklin | 35.9481 | -78.2508 | SERC | CPLE | Progress Energy Carolinas - EAST |  | 22 | NR | 2 | IPP Non-CHP | N | N |  | Y | SP-1604 | N |  | N | X |  | Duke Energy Progress - (NC) | 3046 | NC | 23
58477 | O2energies, Inc. | 58494 | Progress Solar II, LLC | 5719 Old Stage Road | Fairmont | NC | 28340 | Robeson | 34.4761 | -79.0975 | SERC | CPLE | Progress Energy Carolinas - EAST |  | 22 | NR | 2 | IPP Non-CHP | N | N |  | Y | SP-1605 | N |  | N | X |  | Duke Energy Progress - (NC) | 3046 | NC | 23
58477 | O2energies, Inc. | 58495 | Progress Solar III, LLC | 14803 NC Highway 130 W | Maxton | NC | 28364 | Robeson | 34.7142 | -79.3539 | SERC | CPLE | Progress Energy Carolinas - EAST |  | 22 | NR | 2 | IPP Non-CHP | N | N |  | Y | SP-1603 | N |  | N | X |  | Duke Energy Progress - (NC) | 3046 | NC | 23
58135 | Ecos Energy LLC | 58496 | Lincoln Solar | 8862 Grand Boulevard | Merrillville | IN | 46410 | Lake | 41.4628 | -87.2603 | RFC | MISO | Midcontinent Independent Transmission System Operator, Inc.. |  | 22 | NR | 2 | IPP Non-CHP |  | N |  | N |  | N |  |  | X |  | Northern Indiana Pub Serv Co | 13756 | IN | 13.2
7477 | Granger Electric Co | 58497 | L&S Sweetners | 388 E. Main Street | Leola | PA | 17540 | Lancaster | 40.0906 | -76.1456 | RFC | PJM | PJM Interconnection, LLC |  | 22 | NR | 2 | IPP Non-CHP |  | N |  | N |  | N |  |  | X |  | PPL Electric Utilities Corp | 14715 | PA | 0.48
58478 | RE Rosamond One LLC | 58498 | Rosamond One | 6305 Favorito Avenue | Rosamond | CA | 93560 | Kern | 34.9 | -118.2469 | WECC | CISO | California Independent System Operator |  | 22 | NR | 2 | IPP Non-CHP |  | N |  | Y | 12-223-000 | N |  |  | X |  | Southern California Edison Co | 17609 | CA | 66
58479 | RE Rosamond Two LLC | 58499 | Rosamond Two | 6017 Favorito Avenue | Rosamond | CA | 93560 | Kern | 34.9003 | -118.2383 | WECC | CISO | California Independent System Operator |  | 22 | NR | 2 | IPP Non-CHP |  | N |  | Y | 12-223-000 | N |  |  | X |  | Southern California Edison Co | 17609 | CA | 66
58480 | RE Rio Grande, LLC | 58500 | Rio Grande Solar | 13012 Meyer Road | Mojave | CA | 95301 | Kern | 35.0467 | -118.1672 | WECC | CISO | California Independent System Operator |  | 22 | NR | 2 | IPP Non-CHP |  | N |  | Y | 12-198-000 | N |  |  | X |  | Southern California Edison Co | 17609 | CA | 12
58481 | RE Gillespie 1 LLC | 58501 | Gillespie 1 | 36400 South Old US Highway 80 | Gila Bend | AZ | 85337 | Maricopa | 33.0264 | -112.6658 | WECC | AZPS | Arizona Public Service Company |  | 22 | NR | 2 | IPP Non-CHP |  | N |  | Y | 12-196-000 | N |  |  | X |  | Arizona Public Service Co | 803 | AZ | 12
58482 | RE Columbia 3 LLC | 58502 | Columbia 3 | 2954 Purdy Avenue | Mojave | CA | 95301 | Kern | 35.0247 | -118.1642 | WECC | CISO | California Independent System Operator |  | 22 | NR | 2 | IPP Non-CHP |  | N |  | Y | 12-199-000 | N |  |  | X |  | Southern California Edison Co | 17609 | CA | 12
15248 | Portland General Electric Co | 58503 | Carty Generating Station | 73396 Tower Road | Boardman | OR | 97204 | Morrow | 45.6986 | -119.8131 | WECC | BPAT | Bonneville Power Administration | Carty Reservoir | 22 | RE | 1 | Electric Utility |  | N |  | N |  | N |  | N | X |  | Bonneville Power Administration | 1738 | OR | 500 |  |  | GTN Carty Lateral
58485 | Rutgers, The State University of NJ | 58504 | Livingston Solar Farm | Berrue Circle and Sutton Lane | Piscataway | NJ | 8854 | Middlesex | 40.5236 | -74.43 | RFC | PJM | PJM Interconnection, LLC |  | 611 | NR | 4 | Commercial Non-CHP | N | N |  | N |  | N |  |  | X |  | Public Service Elec & Gas Co | 15477 | NJ | 13.2
58485 | Rutgers, The State University of NJ | 58505 | Livingston Solar Canopies | Hospital Road and Sutton Lane | Piscatway | NJ | 8854 | Middlesex | 40.5275 | -74.4383 | RFC | PJM | PJM Interconnection, LLC |  | 611 | NR | 4 | Commercial Non-CHP | N | N |  | N |  | N |  |  | X |  | Public Service Elec & Gas Co | 15477 | NJ | 13.2
58486 | Chuckawalla Solar LLC | 58506 | Chuckawalla Solar | 19025 Wiley's Well Road | Blythe | CA | 92225 | Riverside | 33.5683 | -114.9181 | WECC | CISO | California Independent System Operator |  | 22 | NR | 2 | IPP Non-CHP | N | N |  | N |  | N |  | N | X |  | Southern California Edison Co | 17609 | CA | 12
58487 | Montefiore Medical Center Moses Division | 58507 | Montefieor Medical Center Moses Division | 111 east 210th Street | Bronx | NY | 10467 | Bronx | 40.8814 | -73.8803 | NPCC | NYIS | New York Independent System Operator | City WaTER | 622 | NR | 5 | Commercial CHP |  | Y | QF89-206-000 | N |  | N |  |  | X |  | Consolidated Edison Co-NY Inc | 4226 | NY | 13.8 |  |  | Consolidated Edison Co-NY Inc
58135 | Ecos Energy LLC | 58508 | Bear Creek Solar | 17016 North Jack Tone Road | Lodi | CA | 95240 | San Joaquin | 38.1364 | -121.1489 | WECC | CISO | California Independent System Operator |  | 22 | NR | 2 | IPP Non-CHP |  | N |  | Y | 13-364 | N |  |  | X |  | Pacific Gas & Electric Co | 14328 | CA | 21
58135 | Ecos Energy LLC | 58509 | Vintner Solar | 1030 El Pomar Drive | Templeton | CA | 93465 | San Luis Obispo | 35.5579 | -120.6829 | WECC | CISO | California Independent System Operator |  | 22 | NR | 2 | IPP Non-CHP |  | N |  | N |  | N |  |  | X |  | Pacific Gas & Electric Co | 14328 | CA | 21
58135 | Ecos Energy LLC | 58510 | Kettleman Solar Project | 15300 North Tully Road | Lodi | CA | 95220 | San Joaquin | 38.1214 | -121.1412 | WECC | CISO | California Independent System Operator |  | 22 | NR | 2 | IPP Non-CHP | N | N |  | N |  | N |  |  | X |  | Pacific Gas & Electric Co | 14328 | CA | 12
58488 | Alaska Environmental Power | 58511 | Delta Wind Farm | Mile 1417.5 Alaska Hwy | Delta Junction | AK | 99737 | Southeast Fairbanks | 64.0139 | -145.5967 | ASCC |  |  |  | 22 | NR | 2 | IPP Non-CHP |  | N |  | N |  | Y | Not Yet Assigned |  | X |  | Golden Valley Elec Assn Inc | 7353 | AK | 25
58489 | OCI Solar Power | 58512 | Cornerstone Power Vineland I LLC | 3152 . Delsea Drive | Vineland | NJ | 8360 | Cumberland | 39.4397 | -75.0439 | RFC | PJM | PJM Interconnection, LLC |  | 22 | NR | 2 | IPP Non-CHP |  | N |  | N |  | N |  |  | X |  | City of Vineland - (NJ) | 19856 | NJ | 12.47
58490 | Ironwood Solar LLC | 58513 | Ironwood Solar LLC | 19005 Wiley's Well Road | Blythe | CA | 92225 | Riverside | 33.565 | -114.9181 | WECC | CISO | California Independent System Operator |  | 22 | NR | 2 | IPP Non-CHP | N | N |  | N |  | N |  | N | X |  | Southern California Edison Co | 17609 | CA | 12
57365 | Consolidated Edison Solutions Inc | 58514 | Desert Hot Springs Solar | 64851 Dillon Road | Desert Hot Springs | CA | 92258 | Riverside | 33.9231 | -116.53 | WECC | CISO | California Independent System Operator |  | 22 | NR | 2 | IPP Non-CHP | N | N |  | Y | 13-657 | N |  | N | X |  | Southern California Edison Co | 17609 | CA | 12
58492 | Chattanooga Metropolitan Airport | 58515 | Chattanooga Metropolitan Airport Solar | 1001 Airport Road | Chattanooga | TN | 37421 | Hamilton | 35.0246 | -85.2086 | RFC | TVA | Tennessee Valley Authority |  | 481 | NR | 4 | Commercial Non-CHP | N | N |  | N |  | N |  | N | X |  | City of Chattanooga - (TN) | 3408 | TN | 12
58491 | Constellation Solar Holding, LLC | 58516 | Union HS at Casa Grande | 2730 North Trekell Road | Casa Grande | AZ | 85122 | Pinal | 32.9369 | -111.7386 | WECC | AZPS | Arizona Public Service Company |  | 22 | NR | 2 | IPP Non-CHP |  | N |  | Y | QF-13-75-000 | N |  |  | X |  | Arizona Public Service Co | 803 | AZ | 0.48
58491 | Constellation Solar Holding, LLC | 58517 | Vista Grande HS at Casa Grande | 1556 North Arizola Rd | Casa Grande | AZ | 85122 | Pinal | 32.8914 | -111.7131 | WECC | AZPS | Arizona Public Service Company |  | 22 | NR | 2 | IPP Non-CHP |  | N |  | Y | QF-13-74-000 | N |  |  | X |  | Arizona Public Service Co | 803 | AZ | 0.48
58494 | WSACC | 58518 | WSACC Power Generation Facility | 6400 Breezy Lane | Concord | NC | 28025 | Cabarrus | 35.3261 | -80.5422 | SERC | DUK | Duke Energy Carolinas | Treated Effluent Municipal | 22 | NR | 2 | IPP Non-CHP |  | N |  | N |  | N |  | Y | Y | OP | Duke Energy Carolinas, LLC | 5416 | NC | 12.4
58495 | Syncarpha Alethea I, LLC | 58519 | Alethea I | 2537 Route 206 | Eastampton | NJ | 8060 | Burlington | 40.0006 | -74.735 | RFC | PJM | PJM Interconnection, LLC |  | 22 | NR | 2 | IPP Non-CHP | N | N |  | Y | 11-386 | N |  |  | X |  | Public Service Elec & Gas Co | 15477 | NJ | 13
59300 | PNM Resources | 58520 | Otero Solar | 155 Alamo St | La Luz | NM | 88337 | Otero | 32.9764 | -105.9711 | WECC | PNM | Public Service Company of New Mexico |  | 22 | RE | 1 | Electric Utility |  | N |  | N |  | N |  |  | X |  | Public Service Co of NM | 15473 | NM | 12.5
59300 | PNM Resources | 58521 | Manzano Solar | 100 Bonita Vista | Los Lunas | NM | 87031 | Valencia | 34.7467 | -106.6544 | WECC | PNM | Public Service Company of New Mexico |  | 22 | RE | 1 | Electric Utility |  | N |  | N |  | N |  |  | X |  | Public Service Co of NM | 15473 | NM | 12.5
59622 | Ahana Renewables, LLC | 58522 | Madera Community Hospital | 1250 East Almond Avenue | Madera | CA | 93637 | Madera | 36.9411 | -120.0467 | WECC | CISO | California Independent System Operator |  | 22 | NR | 2 | IPP Non-CHP | Y | N |  | Y | QF14-262-000 | N |  | N | X |  | Pacific Gas & Electric Co | 14328 | CA | 15
58498 | F H Stoltze Land & Lumber Co | 58523 | Stoltze CoGen1 | 600 Halfmoon Rd | Columbia Falls | MT | 59912 | Flathead | 48.3877 | -114.2409 | WECC | BPAT | Bonneville Power Administration | Well | 321 | NR | 6 | Industrial Non-CHP |  | N |  | N |  | N |  | N | X |  | Flathead Electric Coop Inc | 6395 | MT | 13
58499 | NRSF OPCO LLC | 58524 | Neuse River Solar Farm | 8500 Battle Bridge Rd | Raleigh | NC | 27610 | Wake | 35.7144 | -78.4989 | SERC | DUK | Duke Energy Carolinas |  | 22 | NR | 2 | IPP Non-CHP |  | N |  | Y | QF10-19-001 | N |  |  | X |  | Duke Energy Carolinas, LLC | 5416 | NC | 69
58500 | City of Hayward | 58525 | City of Hayward WWTP | 3700 Enterprise Avenue | Hayward | CA | 94545 | Alameda | 37.6335 | -122.1397 | WECC | CISO | California Independent System Operator |  | 22 | NR | 2 | IPP Non-CHP |  | N |  | N |  | N |  |  | X |  | Pacific Gas & Electric Co | 14328 | CA | 12
58502 | Uwharrie Mountain Renewable Energy, LLC | 58526 | Uwharrie Mountain Renewable | 561 Landfill Road | Mt. Gilead | NC | 27306 | Montgomery | 35.333 | -79.9649 | SERC | CPLE | Progress Energy Carolinas - EAST | n/a | 22 | NR | 2 | IPP Non-CHP |  | N |  | Y | 13-343-000 | N |  | N | X |  | Duke Energy Progress - (NC) | 3046 | NC | 115
58501 | Five Crowns Inc | 58527 | Crown Cooling Facility | 995 South 9th Street | Brawley | CA | 92227 | Imperial | 32.9672 | -115.5325 | WECC | IID | Imperial Irrigation District |  | 115 | NR | 6 | Industrial Non-CHP | Y | N |  | N |  | N |  | N | X |  | Imperial Irrigation District | 9216 | CA | 0.48
58503 | Garnet Solar Power Station 1 LLC | 58528 | Garnet Solar Power Station 1 LLC | 5400 N Indian Canyon Drive | Palm Springs | CA | 92262 | Riverside | 33.8906 | -116.5431 | WECC | CISO | California Independent System Operator |  | 22 | NR | 2 | IPP Non-CHP |  | N |  | N |  | N |  | N | X |  | Southern California Edison Co | 17609 | CA | 34.5
60025 | Greenbacker Renewable Energy Corporation | 58529 | Progress Manis I | 1520 Stewartsville Road | Laurinburg | NC | 28352 | Scotland | 34.7564 | -79.4472 | SERC | CPLE | Progress Energy Carolinas - EAST |  | 22 | NR | 2 | IPP Non-CHP |  | N |  | Y | 12-320-000 | N |  |  | X |  | Duke Energy Progress - (NC) | 3046 | NC | 23
60025 | Greenbacker Renewable Energy Corporation | 58531 | North Carolina Solar Bethea I | McColl Road & Tartan Road | Laurinburg | NC | 28352 | Scotland | 34.7047 | -79.5258 | SERC | CPLE | Progress Energy Carolinas - EAST |  | 22 | NR | 2 | IPP Non-CHP | N | N |  | Y | 12-310-000 | N |  |  | X |  | Duke Energy Progress - (NC) | 3046 | NC | 23
60230 | ORNI 47, LLC | 58533 | Don A Campbell 1 Geothermal | 1132 Gabbs Valley Road | Gabbs | NV | 89420 | Mineral | 38.8367 | -118.3239 | WECC | NEVP | Nevada Power Company |  | 22 | NR | 2 | IPP Non-CHP |  | N |  | Y | QF13-573 | N |  |  | X |  | Imperial Irrigation District | 9216 | CA | 92
58506 | Westford Solar Park | 58534 | Westford Solar Park | 540 Groton Road | Westford | MA | 1886 | Middlesex | 42.6364 | -71.4194 | NPCC | ISNE | ISO New England Inc. |  | 22 | NR | 2 | IPP Non-CHP |  | N |  | N |  | N |  |  | X |  | National Grid Generation, LLC | 26751 |  | 23
56645 | Aqua America Inc | 58535 | Pickering Solar | 1050 Valley Forge Rd | Phoenixville | PA | 19460 | Chester | 40.1206 | -75.4881 | RFC | PJM | PJM Interconnection, LLC |  | 22 | NR | 2 | IPP Non-CHP | N | N |  | N |  | N |  | N | X |  | PECO Energy Co | 14940 | PA | 33
58489 | OCI Solar Power | 58536 | Cornerstone Power Holmdel LLC | 870 Holmdel Road | Holmdel | NJ | 7733 | Monmouth | 40.3522 | -74.1878 | RFC | PJM | PJM Interconnection, LLC |  | 22 | NR | 2 | IPP Non-CHP |  | N |  | N |  | N |  |  | X |  | Jersey Central Power & Lt Co | 9726 | NJ | 12.5
58489 | OCI Solar Power | 58537 | OCI Alamo Solar I | 14984 South Blue Wing Road | San Antonio | TX | 78204 | Bexar | 29.2717 | -98.4447 | TRE | ERCO | Electric Reliability Council of Texas, Inc. |  | 22 | NR | 2 | IPP Non-CHP |  | N |  | N |  | N |  |  | X |  | City of San Antonio - (TX) | 16604 | TX | 138
58508 | Carolina Solar Energy II LLC | 58538 | PCSP3 Airport | 157 Hunt Club Rd | Timberlake | NC | 27583 | Person | 36.2881 | -78.9861 | SERC | DUK | Duke Energy Carolinas |  | 22 | NR | 2 | IPP Non-CHP | N | N |  | Y | QF12-161-000 | N |  |  | X |  | Duke Energy Carolinas, LLC | 5416 | NC | 22.8
58507 | Solar Star Arizona III LLC | 58539 | Lake Pleasant WTP | 37000 N. New River Road | Peoria | AZ | 85383 | Maricopa | 33.8206 | -112.24 | WECC | AZPS | Arizona Public Service Company |  | 92 | NR | 4 | Commercial Non-CHP | N | N |  | N |  | N |  |  | X |  | Arizona Public Service Co | 803 | AZ | 69
58509 | Affordable Solar Silver City, LLC | 58540 | Silver City WWTP PV Project | 1660 Filaree Road | Silver City | NM | 88062 | Grant | 32.7139 | -108.2481 | WECC | PNM | Public Service Company of New Mexico |  | 22 | NR | 2 | IPP Non-CHP |  | N |  | N |  | N |  | N | X |  | Public Service Co of NM | 15473 | NM | 12.47
58511 | SunGen Sharon 1 LLC | 58541 | SunGen Sharon 1 LLC | 301 Commerce Park Dr | Sharon | VT | 5065 | Windsor | 43.79 | -72.49 | NPCC | ISNE | ISO New England Inc. |  | 22 | NR | 2 | IPP Non-CHP | N | N |  | N |  | N |  | N | X |  | Green Mountain Power Corp | 7601 | VT | 12.47
58290 | NextEra Energy Desert Sunlight 250, LLC | 58542 | Desert Sunlight 250, LLC | 44810 Kaiser Road | Desert Center | CA | 92239 | Riverside | 33.8055 | -115.3947 | WECC | CISO | California Independent System Operator |  | 22 | NR | 2 | IPP Non-CHP |  | N |  | N |  | N |  |  | X |  | Southern California Edison Co | 17609 | CA | 230
58514 | Gilbert Solar Facility I, LLC | 58543 | Gilbert Solar Facility I, LLC | 402 North Neely Street | Gilbert | AZ | 85223 | Maricopa | 33.3564 | -111.7983 | WECC | AZPS | Arizona Public Service Company |  | 22 | NR | 2 | IPP Non-CHP |  | N |  | Y | QF13-570-000 | N |  |  | X |  | Arizona Public Service Co | 803 | AZ | 12.47
58515 | NextEra Energy Mountain View Solar | 58544 | Mountain View Solar | 9901 Garnet Valley Blvd | North Las Vegas | NV | 89165 | Clark | 36.3906 | -114.9644 | WECC | NEVP | Nevada Power Company |  | 22 | NR | 2 | IPP Non-CHP | N | N |  | N |  | N |  | N | X |  | Nevada Power Co | 13407 | NV | 138
58518 | NRG Solar Community 1 LLC | 58545 | Community Solar 1 | 602 CA-78 | Brawley | CA | 92227 | Imperial | 32.9828 | -115.4819 | WECC | IID | Imperial Irrigation District |  | 22 | NR | 2 | IPP Non-CHP |  | N |  | N |  | N |  |  | X |  | Imperial Irrigation District | 9216 | CA | 34.5
7477 | Granger Electric Co | 58546 | Granger Electric of Watervliet | 3290 Hennesey Road | Watervliet | MI | 49098 | Berrien | 42.1758 | -86.28 | RFC | MISO | Midcontinent Independent Transmission System Operator, Inc.. |  | 22 | NR | 2 | IPP Non-CHP |  | N |  | N |  | N |  |  | X |  | Consumers Energy Co | 4254 | MI | 4.16
58519 | Clean Energy Collective LLC | 58547 | SMPA Solar 1 | 14700 Hwy 90 | Bedrock | CO | 81411 | Montrose | 38.2725 | -108.7856 | WECC | WACM | Western Area Power Administration - Rocky Mountain Region |  | 22 | NR | 2 | IPP Non-CHP |  | N |  | Y | QF-415-789 | N |  |  | X |  | San Miguel Power Assn, Inc | 16622 | CO | 24.9
58520 | Huerfano River Wind, LLC | 58548 | Huerfano River Wind | 22100 Hwy 25 Frontage Road Eas | Walsenburg | CO | 81089 | Huerfano | 37.7722 | -104.8322 | WECC | WACM | Western Area Power Administration - Rocky Mountain Region |  | 22 | NR | 2 | IPP Non-CHP | N | N |  | N |  | N |  | N | X |  | San Isabel Electric Assn, Inc | 16616 | CO | 69
11936 | McBryde Sugar Co Ltd | 58549 | Port Allen Solar | Aka Ula Street | Eleele | HI | 96705 | Kauai | 21.9019 | -159.5817 |  |  |  |  | 22 | NR | 2 | IPP Non-CHP | N | N |  | N |  | N |  | N | X |  | Kauai Island Utility Cooperative | 10071 | HI | 12.47
58491 | Constellation Solar Holding, LLC | 58550 | Owens Corning at Bethlehem | 1277 Feura Bush Drive | Bethlehem | NY | 12067 | Albany | 42.5869 | -73.865 | NPCC | NYIS | New York Independent System Operator |  | 22 | NR | 2 | IPP Non-CHP |  | N |  | Y | QF13-550-000 | N |  |  | X |  | Niagara Mohawk Power Corp. | 13573 | NY | 13.8
58468 | Dominion Renewable Energy | 58551 | Bridgeport Fuel Cell Park | 1366 Railroad Avenue Bridgepor | Bridgeport | CT | 6605 | Fairfield | 41.1681 | -73.2111 | NPCC | ISNE | ISO New England Inc. |  | 22 | NR | 2 | IPP Non-CHP |  | N |  | N |  | Y | EG13-31-000 | N | X |  | United Illuminating Co | 19497 | CT | 15 |  |  | Southern Connecticut Gas
58468 | Dominion Renewable Energy | 58552 | Indy Solar I, LLC | 10321 E. Southport Rd | Indianapolis | IN | 46259 | Marion | 39.6628 | -85.9856 | RFC | MISO | Midcontinent Independent Transmission System Operator, Inc.. |  | 22 | NR | 2 | IPP Non-CHP |  | N |  | Y | QF14-65-002 | N |  | N | X |  | Indianapolis Power & Light Co | 9273 | IN | 13.2
58468 | Dominion Renewable Energy | 58553 | Indy Solar III, LLC | 5800 W Southport Rd | Indianapolis | IN | 46259 | Marion | 39.6594 | -86.2597 | RFC | MISO | Midcontinent Independent Transmission System Operator, Inc.. |  | 22 | NR | 2 | IPP Non-CHP |  | N |  | Y | QF14-69-002 | N |  | N | X |  | Indianapolis Power & Light Co | 9273 | IN | 13.2
58468 | Dominion Renewable Energy | 58554 | Somers Solar Center, LLC | 488 South Road | Somers | CT | 6071 | Tolland | 41.955 | -72.4458 | NPCC | ISNE | ISO New England Inc. |  | 22 | NR | 2 | IPP Non-CHP |  | N |  | Y | QF14-31-002 | N |  | N | X |  | Connecticut Light & Power Co | 4176 | CT | 23
58521 | University of Wisconsin Oshkosh Foundation | 58555 | Oshkosh Foundation Rosedale Biodigester LLC | N8997 County Tk M | Pickett | WI | 54964 | Winnebago | 43.8678 | -88.7181 | MRO | MISO | Midcontinent Independent Transmission System Operator, Inc.. |  | 22 | NR | 2 | IPP Non-CHP |  | N |  | N |  | N |  |  | X |  | Wisconsin Power & Light Co | 20856 | WI | 12.47
58468 | Dominion Renewable Energy | 58556 | Indy Solar II, LLC | 10321 E. Southport Rd | Indianapolis | IN | 46259 | Marion | 39.6628 | -85.9856 | RFC | MISO | Midcontinent Independent Transmission System Operator, Inc.. |  | 22 | NR | 2 | IPP Non-CHP |  | N |  | Y | QF14-64-002 | N |  | N | X |  | Indianapolis Power & Light Co | 9273 | IN | 13.2
16572 | Salt River Project | 58557 | Mesquite Generating Station Block 1 | 37625 W. Elliot Rd | Arlington | AZ | 85322 | Maricopa | 33.345 | -112.8642 | WECC | SRP | Salt River Project | Wells | 22 | RE | 1 | Electric Utility |  | N |  | N |  | Y | 03-105 | N | X |  | Salt River Project | 16572 | AZ | 500 | 230 |  | Kinder Morgan and Transwestern
58523 | Enerdyne Power Systems Inc | 58558 | Onslow Power Producers | 465 Meadow View Rd | Jacksonville | NC | 28540 | Onslow | 34.7975 | -77.5431 | SERC | DUK | Duke Energy Carolinas |  | 22 | NR | 2 | IPP Non-CHP |  | N |  | Y | 12-479-000 | N |  |  | X |  | Duke Energy Carolinas, LLC | 5416 | NC | 23.94
58523 | Enerdyne Power Systems Inc | 58559 | BiCounty Gas Producers LLC | 3214 Dover Road | Woodlawn | TN | 37191 | Montgomery | 36.5406 | -87.5444 | SERC | TVA | Tennessee Valley Authority |  | 22 | NR | 2 | IPP Non-CHP |  | N |  | N |  | N |  |  | X |  | Cumberland Elec Member Corp | 4624 | TN | 23.94
58524 | South Boston Energy LLC | 58560 | Halifax County Biomass | 1225 Plywood Trail | South Boston | VA | 24592 | Halifax | 36.7014 | -78.8733 | SERC | PJM | PJM Interconnection, LLC | HCSA Maple Avenue WWTP | 22 | NR | 2 | IPP Non-CHP |  | N |  | N |  | N |  | N | X |  | Virginia Electric & Power Co | 19876 | VA | 115
56769 | Consolidated Edison Development Inc. | 58561 | Merrimac Solar | 81 East Main St | Merrimac | MA | 1860 | Essex | 42.8331 | -70.9919 | NPCC | ISNE | ISO New England Inc. |  | 22 | NR | 2 | IPP Non-CHP |  | N |  | Y | QF14-20 | N |  |  | X |  | Town of Merrimac - (MA) | 12296 | MA | 14
5701 | El Paso Electric Co | 58562 | Montana Power Station | 13511 B Montana Ave | El Paso | TX | 79938 | El Paso | 31.8239 | -106.2119 | WECC | EPE | El Paso Electric Company | Municipality | 22 | RE | 1 | Electric Utility |  | N |  | N |  | N |  |  | X |  | El Paso Electric Co | 5701 | TX | 115 |  |  | Kinder Morgan (inter)
58526 | Hometown Bio Energy LLC | 58563 | Hometown Bio Energy LLC | 31889 356th Street | Le Sueur | MN | 56058 | Le Sueur | 44.4356 | -93.9064 | MRO | MISO | Midcontinent Independent Transmission System Operator, Inc.. | City of Le Sueur | 22 | NR | 3 | IPP CHP |  | N |  | N |  | N |  |  | X |  | City of Le Sueur - (MN) | 10814 | MN | 12.47 |  |  | NA
56769 | Consolidated Edison Development Inc. | 58564 | Frenchtown III Solar | 60 Barbertown Point Breeze Rd | Frenchtown | NJ | 8825 | Hunterdon | 40.4825 | -75.0181 | NPCC | PJM | PJM Interconnection, LLC |  | 22 | NR | 2 | IPP Non-CHP |  | N |  | Y | QF14-35 | N |  |  | X |  | Jersey Central Power & Lt Co | 9726 | NJ | 35
58527 | Gettysburg Energy and Nutrient Rec Facility LLC | 58565 | Gettysburg Energy & Nutrient Rec Facility | 3917 Oxford Road | York Springs | PA | 17372 | Adams | 39.9503 | -77.1253 | RFC | PJM | PJM Interconnection, LLC | Air-Cooled | 22 | NR | 2 | IPP Non-CHP |  | N |  | N |  | N |  | N | X |  | Metropolitan Edison Co | 12390 | PA | 13.2
56999 | Western Massachusetts Electric Company | 58568 | Cottage Street Solar Facility | Cottage Street Solar Facility | Springfield | MA | 1104 | Hampden | 42.1453 | -72.5383 | NPCC | ISNE | ISO New England Inc. |  | 22 | RE | 1 | Electric Utility |  | N |  | N |  | N |  |  | X |  | Western Massachusetts Electric Company | 20455 | MA | 13.8
34012 | FPL Energy MH50 LP | 58569 | Paradise Solar Energy Center | 1 Paradise Road | West Deptford | NJ | 8086 | Gloucester | 39.8358 | -75.2225 | RFC | PJM | PJM Interconnection, LLC |  | 22 | NR | 2 | IPP Non-CHP | N | N |  | N |  | N |  | N | X |  | Public Service Elec & Gas Co | 15477 | NJ | 26.4
56381 | Enel Cove Fort LLC | 58570 | Enel Cove Fort | 1185 East Sulphurdale Road | Cove Fort | UT | 84713 | Beaver | 38.5603 | -112.5811 | WECC | PACE | PacifiCorp - East |  | 22 | NR | 2 | IPP Non-CHP |  | N |  | N |  | N |  |  | X |  | PacifiCorp | 14354 | UT | 138
15248 | Portland General Electric Co | 58571 | Tucannon River Wind Farm | 100 Blue Norther Lane | Dayton | WA | 99328 | Columbia | 46.4211 | -118.0269 | WECC | BPAT | Bonneville Power Administration |  | 22 | RE | 1 | Electric Utility |  | N |  | N |  | N |  | N | X |  | Bonneville Power Administration | 1738 | WA | 230
49893 | Invenergy Services LLC | 58572 | Lakeland Solar Energy LLC | 145 Burnt Church Road | Lakeland | GA | 31635 | Lanier | 31.0269 | -83.055 | SERC | SOCO | Southern Company Services, Inc. - Trans |  | 22 | NR | 2 | IPP Non-CHP | X | N |  | N |  | Y | QF14-63-000, QF14-67-000 | N | X |  | Georgia Power Co | 7140 | GA | 12.47
58535 | Eagle Valley Clean Energy LLC | 58574 | Eagle Valley Clean Energy LLC Biomass | 10775 US Highway 6 | Gypsum | CO | 81637 | Eagle | 39.6481 | -106.9431 | WECC | PSCO | Public Service Company of Colorado | Municipality | 22 | NR | 2 | IPP Non-CHP |  | N |  | Y | EL13-87-000l, QF13-658-000 | N |  | N | X |  | Holy Cross Electric Assn, Inc | 8773 | CO | 24.9
58536 | Smithfield-Farmland Packaged Food Group | 58575 | Smithfield Farmland Kinston | 1780 Smithfield Way | Kinston | NC | 28504 | Lenoir | 35.2683 | -77.6592 | SERC | CPLE | Progress Energy Carolinas - EAST |  | 311 | NR | 7 | Industrial CHP |  | N |  | N |  | N |  | N | X |  | City of Kinston - (NC) | 10345 | NC | 12.47
58465 | Green States Energy, Inc. | 58576 | GSE NM1 | 7339 Cherokee Rd | Dexter | NM | 88230 | Chaves | 33.3 | -104.4 | WECC | SWPP | Southwest Power Pool |  | 22 | NR | 2 | IPP Non-CHP |  | N |  | Y | ER11-3431-000 | N |  |  | X |  | Southwestern Public Service Co | 17718 | NM | 12.47
17633 | Southern Indiana Gas & Elec Co | 58577 | Veolia ES Blackfoot Landfill Facility | 3726 E. State Road 64 | Winslow | IN | 47598 | Pike | 38.3272 | -87.2006 | RFC | MISO | Midcontinent Independent Transmission System Operator, Inc.. |  | 22 | RE | 1 | Electric Utility |  | N |  | N |  | N |  | N | X |  | Southern Indiana Gas & Elec Co | 17633 | IN | 12
58537 | Fresh Air Energy IV LLC | 58578 | Sonora 1 | 5400 O'Byrnes Ferry Rd | Jamestown | CA | 95327 | Tuolumne | 37.8898 | -120.5287 | WECC | CISO | California Independent System Operator |  | 22 | NR | 2 | IPP Non-CHP | X | N |  | Y | QF13-551 | N |  | N | X |  | Pacific Gas & Electric Co | 14328 | CA | 12
13781 | Northern States Power Co - Minnesota | 58579 | Laverne Battery | 1056 40th Ave | Beaver Creek | MN | 56616 | Rock | 43.6386 | -96.39 | MRO | MISO | Midcontinent Independent Transmission System Operator, Inc.. |  | 22 | RE | 1 | Electric Utility |  | N |  | N |  | N |  | N | X |  | Northern States Power Co - Minnesota | 13781 | MN | 34.5
58539 | Pheasant Run Wind LLC | 58580 | Pheasant Run Wind LLC | 2254 S Caseville Rd | Pigeon | MI | 48757 | Huron | 43.7578 | -83.2978 | RFC | MISO | Midcontinent Independent Transmission System Operator, Inc.. |  | 22 | NR | 2 | IPP Non-CHP |  | N |  | N |  | Y | EG13-60 |  | X |  | ITC Transmission | 56068 | MI | 345
58540 | California PV Energy LLC | 58581 | Oltmans SCE at Champagne | 1670 Champagne Ave | Ontario | CA | 91761 | San Bernardino | 34.0439 | -117.5311 | WECC | CISO | California Independent System Operator |  | 22 | NR | 2 | IPP Non-CHP |  | N |  | Y | QF13-602 | N |  |  | X |  | Southern California Edison Co | 17609 | CA | 12
58540 | California PV Energy LLC | 58582 | Oltmans SCE at Jurupa | 2825 E. Jurupa St | Ontario | CA | 91761 | San Bernardino | 34.05 | -117.5961 | WECC | CISO | California Independent System Operator |  | 22 | NR | 2 | IPP Non-CHP |  | N |  | Y | QF13-601 | N |  |  | X |  | Southern California Edison Co | 17609 | CA | 12
58541 | Forbes Street Solar, LLC | 58583 | Forbes Street Solar | 311 Forbes Street | East Providence | RI | 2915 | Providence | 41.7731 | -71.3389 | NPCC | ISNE | ISO New England Inc. |  | 22 | NR | 2 | IPP Non-CHP | N | N |  | Y | 13-381-001 | N |  | N | X |  | The Narragansett Electric Co | 13214 | RI | 23
58542 | Trustees of Princeton University | 58584 | Princeton University Cogeneration | Elm Drive | Princeton | NJ | 8543 | Mercer | 40.3414 | -74.6572 | RFC | PJM | PJM Interconnection, LLC | American Water | 611 | NR | 5 | Commercial CHP | Y | Y | QF12-426-000 | N |  | N |  | N | X |  | Princeton Public Utils Comm | 15387 | MN | 4.16 | 26 |  | PSEG
58544 | Sierra Nevada Brewing Co | 58585 | Sierra Nevada Brewing Co | 1075 East 20th St | Chico | CA | 95928 | Butte | 39.7242 | -121.8153 | WECC | CISO | California Independent System Operator |  | 312 | NR | 6 | Industrial Non-CHP | Y | N |  | N |  | N |  |  | X |  | Pacific Gas & Electric Co | 14328 | CA | 12 |  |  | Pacific Gas & Electric Company
57313 | SolarCity Corporation | 58586 | Town of East Bridgewater | 230 Highland St | East Bridgewater | MA | 2333 | Plymouth | 42.0511 | -70.9558 | NPCC | ISNE | ISO New England Inc. |  | 22 | NR | 2 | IPP Non-CHP | Y | N |  | N |  | N |  |  | X |  | Massachusetts Electric Co | 11804 | MA | 208
58545 | Tuscola Wind II LLC | 58587 | Tuscola Wind II LLC | 4941 N. Gera Rd | Reese | MI | 48757 | Tuscola | 43.5269 | -83.5669 | RFC | MISO | Midcontinent Independent Transmission System Operator, Inc.. |  | 22 | NR | 2 | IPP Non-CHP |  | N |  | N |  | Y | EG13-62 |  | X |  | Michigan Electric Transmission Company | 56163 | MI | 120
57081 | WGL Energy Systems, Inc | 58588 | Sue Cleveland High School | 4800 Laban Road | Rio Rancho | NM | 87144 | Sandoval | 35.3133 | -106.6578 | WECC | PNM | Public Service Company of New Mexico |  | 22 | NR | 2 | IPP Non-CHP |  | N |  | N |  | N |  |  | X |  | Public Service Co of NM | 15473 | NM | 12.47
57081 | WGL Energy Systems, Inc | 58589 | Rio Rancho High School | 301 Loma Colorado Blvd | Rio Rancho | NM | 87124 | Sandoval | 35.2644 | -106.6678 | WECC | PNM | Public Service Company of New Mexico |  | 22 | NR | 2 | IPP Non-CHP |  | N |  | N |  | N |  |  | X |  | Public Service Co of NM | 15473 | NM | 12.47
58546 | Cascade Solar LLC | 58590 | Cascade Solar | 65080 E Broadway St | Joshua Tree | CA | 92252 | San Bernardino | 34.1572 | -116.2344 | WECC | CISO | California Independent System Operator |  | 22 | NR | 2 | IPP Non-CHP | N | N |  | Y | QF13-676-000 | N |  |  | X |  | Southern California Edison Co | 17609 | CA | 33
58547 | Port of Tillamook Bay | 58591 | POTB Digester | 6080 Hangar A Rd | Tillamook | OR | 97141 | Tillamook | 45.4144 | -123.8042 | WECC | BPAT | Bonneville Power Administration | Municipality | 22 | RE | 1 | Electric Utility |  | N |  | Y | QF13-385-000 | N |  |  | X |  | Tillamook Peoples Utility Dist | 18917 | OR | 24.9
17650 | Southern Power Co | 58592 | Solar Gen 2 | Quay Rd | Brawley | CA | 92233 | Imperial | 33.08 | -115.47 | WECC | CISO | California Independent System Operator |  | 22 | NR | 2 | IPP Non-CHP |  | N |  | N |  | N |  |  | X |  | Imperial Irrigation District | 9216 | CA | 230
58548 | State of CA DGS BPM | 58593 | DGS Central Utility Plant | 625 Q St | Sacramento | CA | 95811 | Sacramento | 38.5739 | -121.5014 | WECC | BANC | Balancing Authority of Northern California | Municipality | 921 | NR | 5 | Commercial CHP |  | N |  | N |  | N |  | N | X |  | Sacramento Municipal Util Dist | 16534 | CA | 4.16 |  |  | Pacific Gas and Electric
58551 | Steele Flats Wind Project LLC | 58594 | Steele Flats Wind Project LLC | 70548 580th Ave | Diller | NE | 68342 | Jefferson | 40.0489 | -96.9522 | MRO | SWPP | Southwest Power Pool |  | 22 | NR | 2 | IPP Non-CHP |  | N |  | N |  | N |  |  | X |  | Nebraska Public Power District | 13337 | NE | 115
58550 | Indeck Energy-Alexandria, LLC | 58595 | Indeck Energy-Alexandria | 151 Smith River Road | Alexandria | NH | 3222 | Grafton | 43.5608 | -71.7806 | NPCC | ISNE | ISO New England Inc. | Smith River | 22 | NR | 2 | IPP Non-CHP |  | N |  | Y | 86-377-000 | N |  | N | X |  | Public Service Co of NH | 15472 | NH | 34.5
56215 | E ON Climate Renewables N America LLC | 58596 | Grandview Wind Farm, LLC | 408 County Road R | Panhandle | TX | 79068 | Carson | 35.2383 | -101.3108 | TRE | ERCO | Electric Reliability Council of Texas, Inc. |  | 22 | NR | 2 | IPP Non-CHP |  | N |  | N |  | N |  |  | X |  | Sharyland Utilities LP | 17008 | TX | 345
58555 | The University of Utah | 58597 | HTW Plant 303 COGEN | 1705 E. South Campus Drive | Salt Lake City | UT | 84112 | Salt Lake | 40.7631 | -111.8417 | WECC | PACE | PacifiCorp - East | Municipality | 611 | NR | 5 | Commercial CHP |  | N |  | N |  | N |  | N | X |  | PacifiCorp | 14354 | UT | 46 | 138 |  | Questar Gas Company
59155 | First Wind O&M, LLC | 58598 | Beryl Solar Plant | 400 East 3600 Street | Beryl | UT | 84714 | Iron | 37.6392 | -113.6458 | WECC | PACE | PacifiCorp - East |  | 22 | NR | 2 | IPP Non-CHP | N | N |  | Y | 14-796-000 | N |  | N | X |  | PacifiCorp | 14354 | UT | 12.5
59155 | First Wind O&M, LLC | 58599 | Cedar Valley Solar Plant | 7100 North 2300 West | Cedar City | UT | 84721 | Iron | 37.8078 | -113.09 | WECC | PACE | PacifiCorp - East |  | 22 | NR | 2 | IPP Non-CHP | N | N |  | Y | 14-795-000 | N |  |  | X |  | PacifiCorp | 14354 | UT | 12.5
59155 | First Wind O&M, LLC | 58600 | Buckhorn Solar Plant | 1800 East North Hills Bench Ro | Paragonah | UT | 84760 | Iron | 38.0233 | -112.7317 | WECC | PACE | PacifiCorp - East |  | 22 | NR | 2 | IPP Non-CHP | N | N |  | Y | 14-790-000 | N |  | N | X |  | PacifiCorp | 14354 | UT | 34.5
59155 | First Wind O&M, LLC | 58601 | Milford Flat Solar Plant | 6315 South HWY 129 | Milford | UT | 84751 | Beaver | 38.2914 | -113.0083 | WECC | PACE | PacifiCorp - East |  | 22 | NR | 2 | IPP Non-CHP | N | N |  | Y | 14-797-000 | N |  | N | X |  | PacifiCorp | 14354 | UT | 12.5
59155 | First Wind O&M, LLC | 58602 | Laho Solar Plant | 1055 West 6100 South | Milford | UT | 84751 | Beaver | 38.2914 | -113.0356 | WECC | PACE | PacifiCorp - East |  | 22 | NR | 2 | IPP Non-CHP | N | N |  | Y | 14-798-000 | N |  | N | X |  | PacifiCorp | 14354 | UT | 12.5
59155 | First Wind O&M, LLC | 58603 | Greenville Solar Plant | 1050 West Main Street | Milford | UT | 84731 | Beaver | 38.2561 | -112.7358 | WECC | PACE | PacifiCorp - East |  | 22 | NR | 2 | IPP Non-CHP | N | N |  | N |  | N |  | N | X |  | PacifiCorp | 14354 | UT | 12.5
59155 | First Wind O&M, LLC | 58604 | Granite Peak Solar Plant | 900 East 300 North | Milford | UT | 84751 | Beaver | 38.4028 | -112.9889 | WECC | PACE | PacifiCorp - East |  | 22 | NR | 2 | IPP Non-CHP | N | N |  | Y | 14-799-000 | N |  | N | X |  | PacifiCorp | 14354 | UT | 12.5
58562 | Blueberry One, LLC | 58605 | Blueberry One | North of 3244 Old Grantham Roa | Grantham | NC | 27530 | Wayne | 35.3139 | -78.1542 | SERC | DUK | Duke Energy Carolinas |  | 22 | NR | 2 | IPP Non-CHP |  | N |  | Y | 14-7-000 | N |  |  | X |  | Duke Energy Carolinas, LLC | 5416 | NC | 23
58564 | Paramount Group Inc | 58607 | One Market Plaza | One Market Plaza | San Francisco | CA | 94109 | San Francisco | 37.7933 | -122.3942 | WECC | CISO | California Independent System Operator |  | 53 | NR | 5 | Commercial CHP |  | N |  | N |  | N |  | N | X |  | Pacific Gas & Electric Co | 14328 | CA | 0.46 |  |  | Pacific Gas & Electric Co
58565 | Saddleback Ridge Wind, LLC | 58608 | Saddleback Ridge Wind Farm | 9 Highland Drive | Carthage | ME | 4224 | Franklin | 44.5933 | -70.3811 | NPCC | ISNE | ISO New England Inc. |  | 22 | NR | 2 | IPP Non-CHP | N | N |  | Y | 14-683-000 | N |  | N | X |  | Central Maine Power Co | 3266 | ME | 34.5
58661 | Sustainable Power Group, LLC | 58609 | Industry Solar Power Generation Station 1 LLC | 9609 Industry Way | Adelanto | CA | 92301 | San Bernardino | 34.5531 | -117.4569 | WECC | CISO | California Independent System Operator |  | 22 | NR | 2 | IPP Non-CHP | N | N |  | N |  | N |  | N | X |  | Southern California Edison Co | 17609 | CA | 12
58661 | Sustainable Power Group, LLC | 58610 | Navajo Solar Power Generation Station 1 LLC | 16451 Navajo Road | Apple Valley | CA | 92307 | San Bernardino | 34.5511 | -117.1911 | WECC | CISO | California Independent System Operator |  | 22 | NR | 2 | IPP Non-CHP | N | N |  | N |  | N |  | N | X |  | Southern California Edison Co | 17609 | CA | 12
58661 | Sustainable Power Group, LLC | 58611 | Powhatan Solar Power Generation Station 1 LLC | 23755 Powhatan Road | Apple Valley | CA | 92307 | San Bernardino | 34.4969 | -117.145 | WECC | CISO | California Independent System Operator |  | 22 | NR | 2 | IPP Non-CHP | N | N |  | N |  | N |  | N | X |  | Southern California Edison Co | 17609 | CA | 12
58661 | Sustainable Power Group, LLC | 58612 | Otoe Solar Power Generation Station 1 LL | 16115 Navajo Road | Apple Valley | CA | 92307 | San Bernardino | 34.545 | -117.1919 | WECC | CISO | California Independent System Operator |  | 22 | NR | 2 | IPP Non-CHP | N | N |  | N |  | N |  | N | X |  | Southern California Edison Co | 17609 | CA | 12
58566 | Abengoa Bioenergy Biomass of Kansas | 58613 | ABBK Biomass Plant | 1043 Road P | Hugoton | KS | 67951 | Stevens | 37.1808 | -101.3867 | SPP | SWPP | Southwest Power Pool | Ogallala Aquifer | 325193 | NR | 7 | Industrial CHP |  | N |  | Y | QF-13-52-000 | N |  | N | X |  | Pioneer Electric Coop, Inc - (KS) | 15073 | KS | 69 |  |  | Black Hills Energy
56215 | E ON Climate Renewables N America LLC | 58614 | Patriot Wind Farm | TBD Road | TBD | TX | 78380 | Nueces | 27.5928 | -97.6481 | TRE | ERCO | Electric Reliability Council of Texas, Inc. |  | 22 | NR | 2 | IPP Non-CHP |  | N |  | N |  | N |  |  | X |  | AEP Texas Central Company | 3278 | OK | 345
58567 | Blue Renewable Energy IMS, LLC | 58615 | Indianapolis Motor Speedway Solar PV | 3702 W 21st Street | Indianapolis | IN | 46222 | Marion | 39.79 | -86.2336 | RFC | MISO | Midcontinent Independent Transmission System Operator, Inc.. |  | 22 | NR | 2 | IPP Non-CHP | N | N |  | N |  | N |  | N | X |  | Indianapolis Power & Light Co | 9273 | IN | 13.8
58568 | Westlands Solar Farms, LLC | 58616 | Westlands Solar PV Farm | 18393 W Jayne Ave | Huron | CA | 93234 | Fresno | 36.1381 | -120.0758 | WECC | CISO | California Independent System Operator |  | 22 | NR | 2 | IPP Non-CHP | N | N |  | N |  | N |  | N | X |  | Pacific Gas & Electric Co | 14328 | CA | 70
58569 | City of Rochester | 58617 | Water Reclamation Plant | 301 37th St NW | Rochester | MN | 55901 | Olmsted | 44.0647 | -92.4692 | MRO | MISO | Midcontinent Independent Transmission System Operator, Inc.. |  | 22132 | NR | 5 | Commercial CHP |  | N |  | N |  | N |  | N | X |  | Rochester Public Utilities | 16181 | MN | 13.8 |  |  | Owned by Minnesota Energy Resources
58570 | CF Gainesville Owner One LLC | 58618 | Butler Plaza | SW Archer Road | Gainesville | FL | 32609 | Alachua | 29.6231 | -82.38 | FRCC | GVL | Gainesville Regional Utilities |  | 22 | NR | 2 | IPP Non-CHP |  | N |  | Y | QF11-35-000 | N |  | N | X |  | Gainesville Regional Utilities | 6909 | FL | 0.48
58573 | Transamerica Pyramid Properties LLC | 58619 | Transamerica Pyramid | 600 Montgomery Street | San Francisco | CA | 94111 | San Francisco | 37.7956 | -122.4028 | WECC | CISO | California Independent System Operator |  | 53 | NR | 5 | Commercial CHP |  | N |  | N |  | N |  | N | X |  | Pacific Gas & Electric Co | 14328 | CA | 0.48 |  |  | Pacific Gas & Electric
58574 | Canton Mountain Wind LLC | 58620 | Canton Mountain Wind | Ludden Lane | Canton | ME | 4221 | Oxford | 44.5147 | -70.3031 | NPCC | ISNE | ISO New England Inc. |  | 22 | NR | 2 | IPP Non-CHP | N | N |  | N |  | N |  |  | X |  | Central Maine Power Co | 3266 | ME | 34.5
58575 | Sol Orchard Imperial 1, LLC | 58621 | Sol Orchard El Centro PV | 485 E. Villa Avenue | El Centro | CA | 92243 | Imperial | 32.8033 | -115.5464 | WECC | IID | Imperial Irrigation District |  | 22 | NR | 2 | IPP Non-CHP |  | N |  | Y | 14-24-000 | N |  | N | X |  | Imperial Irrigation District | 9216 | CA | 92
58577 | Northern Colorado Water Conservancy District | 58622 | Carter Hydro | 7150 West Co. Rd. 8E | Berthoud | CO | 80513 | Larimer | 40.3242 | -105.2089 | WECC | WACM | Western Area Power Administration - Rocky Mountain Region | Carter Lakes Res | 22131 | NR | 4 | Commercial Non-CHP |  | N |  | N |  | N |  | N | X |  | Poudre Valley R E A, Inc | 15257 | CO | 12.6
58576 | Holstein Holdings, LLC | 58623 | Holstein Plant | 24041 Skyway Church Road | Maxton | NC | 28364 | Scotland | 34.7742 | -79.3408 | SERC | CPLE | Progress Energy Carolinas - EAST |  | 22 | NR | 2 | IPP Non-CHP |  | N |  | Y | 13-450-000 | N |  |  | X |  | Duke Energy Progress - (NC) | 3046 | NC | 23.4
58578 | PPS Berkshire Solar LLC | 58624 | Berkshire 1 | 245 N Undermountain Rd | Sheffield | MA | 1257 | Berkshire | 42.1144 | -73.4053 | NPCC | ISNE | ISO New England Inc. |  | 22 | NR | 2 | IPP Non-CHP | N | N |  | N |  | N |  | N | X |  | Massachusetts Electric Co | 11804 | MA | 13.2
58549 | County of Alameda GSA | 58625 | Santa Rita Jail | 5325 Broder Blvd | Dublin | CA | 94568 | Alameda | 37.7192 | -121.8869 | WECC | CISO | California Independent System Operator | Municipality | 22 | NR | 2 | IPP Non-CHP | X | N |  | N |  | N |  | N | X |  | Pacific Gas & Electric Co | 14328 | CA | 21 |  |  | Pacific Gas and Electric
58661 | Sustainable Power Group, LLC | 58626 | Western Antelope Blue Sky Ranch A | 110th street and W Ave J | Lancaster | CA | 93536 | Los Angeles | 34.6817 | -118.3247 | WECC | CISO | California Independent System Operator |  | 22 | NR | 2 | IPP Non-CHP | N | N |  | N |  | N |  | N | X |  | Southern California Edison Co | 17609 | CA | 66
58661 | Sustainable Power Group, LLC | 58627 | Western Antelope Dry Ranch | 10470 W Ave J | Lancaster | CA | 93536 | Los Angeles | 34.6889 | -118.3203 | WECC | CISO | California Independent System Operator |  | 22 | NR | 2 | IPP Non-CHP | N | N |  | N |  | N |  | N | X |  | Southern California Edison Co | 17609 | CA | 66
58580 | Simon Solar Farm LLC | 58628 | Simon Solar Farm LLC | 916 Social Circle Fairplay Roa | Social Circle | GA | 30025 | Walton | 33.6781 | -83.6758 | SERC | SOCO | Southern Company Services, Inc. - Trans |  | 22 | NR | 2 | IPP Non-CHP |  | N |  | Y | QF13-353-000 | N |  |  | X |  | Georgia Transmission Corp | 7197 | GA | 115
58581 | Lightning Dock Geothermal HI-01, LLC | 58629 | Lightning Dock Geothermal HI-01, LLC | 18 Greenhouse Drive | Animas | NM | 88020 | Hidalgo | 32.1447 | -108.8383 | WECC | PNM | Public Service Company of New Mexico |  | 22 | NR | 2 | IPP Non-CHP |  | N |  | Y | 08-363-000 | N |  |  | X |  | Columbus Electric Coop, Inc | 4071 | NM | 24.9
58582 | RP Wind LLC | 58630 | RP Wind | 6964 State Route 235 | Russells Point | OH | 43348 | Logan | 40.4494 | -83.8933 | RFC | PJM | PJM Interconnection, LLC |  | 22 | NR | 2 | IPP Non-CHP |  | N |  | Y | QF13-275 | N |  |  | X |  | Logan County Coop Power & Light | 11203 | OH | 69
57313 | SolarCity Corporation | 58631 | Queen Anne's County | 312 Safety Drive | Centreville | MD | 21617 | Queen Annes | 39.0317 | -76.0164 | RFC | PJM | PJM Interconnection, LLC |  | 22 | NR | 2 | IPP Non-CHP | Y | N |  | N |  | N |  |  | X |  | Delmarva Power | 5027 | MD | 1.48
57313 | SolarCity Corporation | 58632 | Actus Lend Lease DMAFB | 3435 S Mustang | Tucson | AZ | 85707 | Pima | 32.1825 | -110.8633 | WECC | TEPC | Tucson Electric Power Company |  | 22 | NR | 2 | IPP Non-CHP | Y | N |  | N |  | N |  |  | X |  | Tucson Electric Power Co | 24211 | AZ | 1.2
57313 | SolarCity Corporation | 58633 | Monterey Regional Water Pollution Contro | Charlie Benson Lane | Marina | CA | 93933 | Monterey | 36.7211 | -121.7878 | WECC | CISO | California Independent System Operator |  | 22 | NR | 2 | IPP Non-CHP | Y | N |  | N |  | N |  |  | X |  | Pacific Gas & Electric Co | 14328 | CA | 1.2
57313 | SolarCity Corporation | 58634 | Lancaster Baptist Church | 4020 E Lancaster Blvd | Lancaster | CA | 93535 | Los Angeles | 34.6958 | -118.0589 | WECC | CISO | California Independent System Operator |  | 22 | NR | 2 | IPP Non-CHP | Y | N |  | N |  | N |  |  | X |  | Southern California Edison Co | 17609 | CA | 480
58583 | Museum of Science and Industry | 58635 | Museum of Science and Industry | 5700 South Lake Shore Drive | Chicago | IL | 60637 | Cook | 41.7906 | -87.5828 | RFC | PJM | PJM Interconnection, LLC |  | 712 | NR | 5 | Commercial CHP |  | N |  | N |  | N |  |  | X |  | Commonwealth Edison Co | 4110 | IL | 12 |  |  | Peoples Gas
57313 | SolarCity Corporation | 58636 | Sacramento Fairbain Water Treatment Plan | 7501 College Town Dr | Sacramento | CA | 95826 | Sacramento | 38.6436 | -121.4164 | WECC | BANC | Balancing Authority of Northern California |  | 22 | NR | 2 | IPP Non-CHP | Y | N |  | N |  | N |  |  | X |  | Sacramento Municipal Util Dist | 16534 | CA | 208
58588 | National Solar Power Partners LLC | 58637 | Hardee County Solar Farms 1 LLC | FL State RD 64 East | Zolfo Springs | FL | 33890 | Hardee | 27.5775 | -81.5839 | FRCC | FPC | Progress Energy Florida |  | 22 | NR | 2 | IPP Non-CHP |  | N |  | N |  | N |  |  | X |  | Duke Energy Florida, Inc | 6455 | FL | 69
58589 | Orbit Energy Charlotte | 58638 | Orbit Energy Charlotte | 600 Johnson Rd | Charlotte | NC | 28206 | Mecklenburg | 35.2625 | -80.8117 | SERC | DUK | Duke Energy Carolinas |  | 22 | NR | 2 | IPP Non-CHP |  | N |  | N |  | N |  | N | X |  | Duke Energy Carolinas, LLC | 5416 | NC | 2.5
10071 | Kauai Island Utility Cooperative | 58639 | KRS I Anahola Solar | Kuhio Hwy | Anahola | HI | 96703 | Kauai | 22.1317 | -159.3031 |  |  |  |  | 22 | RE | 1 | Electric Utility | N | N |  | N |  | N |  | N | X |  | Kauai Island Utility Cooperative | 10071 | HI | 57
10071 | Kauai Island Utility Cooperative | 58640 | KRS II Koloa Solar | Mahaulepu Rd | Koloa | HI | 96756 | Kauai | 21.9008 | -159.45 |  |  |  |  | 22 | RE | 1 | Electric Utility | N | N |  | N |  | N |  | N | X |  | Kauai Island Utility Cooperative | 10071 | HI | 57
58593 | Sequoia PV 1 LLC | 58642 | Tulare 1 and 2 | 6900 West Avenue | Tulare | CA | 93274 | Tulare | 36.2 | -119.42 | WECC | CISO | California Independent System Operator |  | 22 | NR | 2 | IPP Non-CHP |  | N |  | N |  | N |  |  | X |  | Southern California Edison Co | 17609 | CA | 12
58594 | Rockford Solar Partners | 58643 | Rockford Solar Farm | 7201 Beltline Drive | Rockford | IL | 61109 | Winnebago | 42.1753 | -89.0883 | RFC | PJM | PJM Interconnection, LLC |  | 22 | NR | 2 | IPP Non-CHP |  | N |  | N |  | N |  |  | X |  | Commonwealth Edison Co | 4110 | IL | 12.47
59363 | Silver State Solar Power South, LLC | 58644 | Silver State Solar Power South | E Primm Blvd | Primm Valley | NV | 89019 | Clark | 35.63 | -115.32 | WECC | CISO | California Independent System Operator |  | 22 | NR | 2 | IPP Non-CHP |  | N |  | N |  | N |  |  | X |  | Southern California Edison Co | 17609 | CA | 220
39347 | East Texas Electric Coop, Inc | 58645 | RC Thomas Hydroelectric Project | NA | Livingston | TX | 77351 | Polk | 30.6322 | -95.01 | SERC | MISO | Midcontinent Independent Transmission System Operator, Inc.. | Lake Livingston | 22 | RE | 1 | Electric Utility |  | N |  | N |  | N |  |  | X |  | Entergy Texas Inc. | 55937 | TX | 138
17650 | Southern Power Co | 58646 | Stateline Solar | 100420 Saragossa Dr | Nipton | CA | 92364 | San Bernardino | 35.6 | -115.4 | WECC | CISO | California Independent System Operator |  | 22 | NR | 2 | IPP Non-CHP |  | N |  | N |  | N |  |  | X |  | Southern California Edison Co | 17609 | CA | 230
57365 | Consolidated Edison Solutions Inc | 58647 | Port Richmond WWT Solar | 1795 Richmond Terrace | Staten Island | NY | 10310 | Richmond | 40.6381 | -74.1261 | NPCC | NYIS | New York Independent System Operator |  | 22 | NR | 2 | IPP Non-CHP | Y | N |  | N |  | N |  |  | X |  | Consolidated Edison Co-NY Inc | 4226 | NY | 4
58595 | INEOS New Planet BioEnergy | 58648 | Indian River BioEnergy Center | 925 74th Avenue SW | Vero Beach | FL | 32968 | Indian River | 27.5853 | -80.4819 | FRCC | FPC | Progress Energy Florida | Municipality | 325193 | NR | 6 | Industrial Non-CHP |  | N |  | Y | QF12-253-000 | N |  | N | X |  | Florida Power & Light Co | 6452 | FL | 23 |  |  | Peninsula Energy Services Company, Inc
58477 | O2energies, Inc. | 58649 | Montgomery Solar LLC | 955 US HWY 220 ALT S | Biscoe | NC | 27209 | Montgomery | 35.3444 | -79.7683 | SERC | DUK | Duke Energy Carolinas |  | 22 | NR | 2 | IPP Non-CHP | N | N |  | Y | QF13,148,000 | N |  | N | X |  | Duke Energy Carolinas, LLC | 5416 | NC | 22.3
58598 | Mass Solar, LLC | 58650 | North Brookfield | 28 Mad Brook Road | North Brookfield | MA | 2717 | Worcester | 42.2781 | -72.0531 | NPCC | ISNE | ISO New England Inc. |  | 22 | NR | 2 | IPP Non-CHP | Y | N |  | N |  | N |  |  | X |  | NSTAR Electric Company | 54913 | MA | 13.2
58596 | Hanwha Q CELLS USA | 58651 | Kalaeloa Renewable Energy Park | Roosevelt Ave & Essex Road | Ewa Beach | HI | 96706 | Honolulu | 21.3281 | -158.04 |  |  |  |  | 22 | NR | 2 | IPP Non-CHP |  | N |  | N |  | N |  | N | X |  | Hawaiian Electric Co Inc | 19547 | HI | 12.47
58597 | Enivromission, Inc | 58652 | La Paz Solar Tower | West of State Route 95 | Parker | AZ | 85371 | La Paz | 33.9172 | -114.2675 | WECC | WALC | Western Area Power Administration - Desert Southwest Region |  | 22 | NR | 2 | IPP Non-CHP | N | N |  | N |  | N |  | N | X |  | WAPA-- Western Area Power Administration | 27000 | AZ | 230 | 161
58590 | SEDC Jersey Gardens Owner LLC | 58653 | Jersey Gardens Phase 1 | 651 Kapkowski Road | Elizabeth | NJ | 7201 | Union | 40.6608 | -74.1733 | RFC | PJM | PJM Interconnection, LLC |  | 22 | NR | 2 | IPP Non-CHP |  | N |  | Y | QF12-00188-000 | N |  |  | X |  | Public Service Elec & Gas Co | 15477 | NJ | 0.48
58591 | CF Jersey Gardens Owner Two LLC | 58654 | Jersey Gardens Phase 2 | 651 Kapkowski Road | Elizabeth | NJ | 7201 | Union | 40.6608 | -74.1733 | RFC | PJM | PJM Interconnection, LLC |  | 22 | NR | 2 | IPP Non-CHP |  | N |  | Y | QF12-00236-000 | N |  |  | X |  | Public Service Elec & Gas Co | 15477 | NJ | 0.48
58600 | Waihonu North LLC | 58655 | Waihonu North Solar | 95-030 Waihonu Street | Mililani | HI | 96761 | Honolulu | 21.4706 | -158.0133 | HICC |  |  |  | 22 | NR | 2 | IPP Non-CHP |  | N |  | Y | QF15-554-000 | N |  | N | X |  | Hawaiian Electric Co Inc | 19547 | HI | 46
58601 | Waihonu South LLC | 58656 | Honbushin Solar Blessings Park | 95-030 Waihonu Street | Mililani | HI | 96761 | Honolulu | 21.4689 | -158.0164 |  |  |  |  | 22 | NR | 2 | IPP Non-CHP | X | N |  | Y | WF15-555-000 | N |  | N | X |  | Hawaiian Electric Co Inc | 19547 | HI | 46
59050 | Algonquin Power Co | 58657 | Odell Wind Farm |  | Windom | MN | 56101 | Cottonwood | 43.8533 | -94.9319 | MRO | MISO | Midcontinent Independent Transmission System Operator, Inc.. |  | 22 | NR | 2 | IPP Non-CHP |  | N |  | N |  | N |  |  | X |  | Northern States Power Co | 13780 | MN | 345
13781 | Northern States Power Co - Minnesota | 58658 | Courtenay Wind Farm |  | Courtenay | ND | 58426 | Stutsman | 47.1797 | -98.5947 | MRO | MISO | Midcontinent Independent Transmission System Operator, Inc.. |  | 22 | NR | 2 | IPP Non-CHP |  | N |  | N |  | N |  |  | X |  | Otter Tail Power Co | 14232 | ND | 345
58603 | Aloha Solar Energy Fund I LLC | 58659 | Aloha Solar Energy Fund 1 PK1 | NW Hakimo Rd | Waianae | HI | 96792 | Honolulu | 21.4069 | -158.1514 |  |  |  |  | 22 | NR | 2 | IPP Non-CHP | N | N |  | N |  | N |  | N | X |  | Hawaiian Electric Co Inc | 19547 | HI | 46
58602 | Utah Red Hills Renewable Energy Park LLC | 58660 | Utah Red Hills Renewable Energy Park | 2200 North | Parowan | UT | 84761 | Iron | 37.8828 | -112.9042 | WECC | PACE | PacifiCorp - East |  | 22 | NR | 2 | IPP Non-CHP | X | N |  | N |  | N |  | N | X |  | PacifiCorp | 14354 | UT | 138
58604 | US Air Force | 58661 | Cape Cod Air Force Station - 6 SWS | 1 Flat Rock Hill Rd | Sagamore | MA | 2561 | Barnstable | 41.7525 | -70.5389 | NPCC | ISNE | ISO New England Inc. |  | 928 | NR | 4 | Commercial Non-CHP | Y | N |  | N |  | N |  | N | X |  | NSTAR Electric Company | 54913 | MA | 23
58606 | Mauka Fit One LLC | 58662 | Mauka FIT One | 56-1060 Kamehameha Highway | Kahuku | HI | 96731 | Honolulu | 21.6797 | -157.9844 |  |  |  |  | 22 | NR | 2 | IPP Non-CHP |  | N |  | N |  | N |  | N | X |  | Hawaiian Electric Co Inc | 19547 | HI | 12.47
58605 | Holsum Elm Dairy | 58663 | Holsum Elm Dairy | N6206 Elm Rd | Hilbert | WI | 54129 | Calumet | 44.115 | -88.2172 | RFC | MISO | Midcontinent Independent Transmission System Operator, Inc.. |  | 112 | NR | 7 | Industrial CHP |  | N |  | N |  | N |  | N | X |  | Wisconsin Public Service Corp | 20860 | WI | 14.4
58607 | Frito Lay Incorporated Dayville | 58664 | Frito Lay Incorporated | 1886 Upper Maple St | Dayville | CT | 6241 | Windham | 41.8628 | -71.8917 | NPCC | ISNE | ISO New England Inc. |  | 311 | NR | 6 | Industrial Non-CHP |  | N |  | N |  | N |  | N | X |  | Connecticut Light & Power Co | 4176 | CT | 23 |  |  | Yankee Gas
58610 | Celina Solar Project #1, LLC | 58665 | Celina Solar Project #1, LLC | 601 Meyer Road | Celina | OH | 45822 | Mercer | 40.5406 | -84.5906 | RFC | PJM | PJM Interconnection, LLC |  | 22 | NR | 2 | IPP Non-CHP |  | N |  | Y | 13-82-000 | N |  |  | X |  | City of Celina - (OH) | 3216 | OH | 69
56990 | NJR Clean Energy Ventures Corporation | 58666 | Alexander Wind Farm LLC |  | Alexander | KS | 67513 | Rush | 38.4247 | -99.5075 | SPP | SWPP | Southwest Power Pool |  | 22 | NR | 2 | IPP Non-CHP |  | N |  | N |  | N |  |  | X |  | Midwest Energy Inc | 12524 | KS | 69
58661 | Sustainable Power Group, LLC | 58667 | Biscoe Solar LLC | 179 Batten Road | Biscoe | NC | 27209 | Montgomery | 35.3839 | -79.7703 | SERC | DUK | Duke Energy Carolinas |  | 22 | NR | 2 | IPP Non-CHP | N | N |  | Y | QF,12,535,000 | N |  |  | X |  | Duke Energy Carolinas, LLC | 5416 | NC | 22.3
58477 | O2energies, Inc. | 58668 | Rockwell Solar LLC | 3315 Earnhardt Road | Rockwell | NC | 28138 | Rowan | 35.5417 | -80.4747 | SERC | DUK | Duke Energy Carolinas |  | 22 | NR | 2 | IPP Non-CHP |  | N |  | Y | QF,12,536,000 | N |  |  | X |  | Duke Energy Carolinas, LLC | 5416 | NC | 22.3
58661 | Sustainable Power Group, LLC | 58669 | Selma Solar LLC | 306 Watson Road | Selma | NC | 27576 | Johnston | 35.5764 | -78.1833 | SERC | DUK | Duke Energy Carolinas |  | 22 | NR | 2 | IPP Non-CHP |  | N |  | Y | QF,12,537,000 | N |  |  | X |  | Duke Energy Carolinas, LLC | 5416 | NC | 22.3
59375 | Turkey Branch Solar, LLC | 58670 | Turkey Branch Solar LLC | NC 41 & Turkey Branch Road | Fairmont | NC | 28340 | Robeson | 34.5244 | -79.1044 | SERC | DUK | Duke Energy Carolinas |  | 22 | NR | 2 | IPP Non-CHP |  | N |  | Y | QF 12-537-000 | N |  |  | X |  | Duke Energy Carolinas, LLC | 5416 | NC | 22.3
58477 | O2energies, Inc. | 58673 | Gates Solar LLC | 68 Howell Lane | Eure | NC | 27935 | Gates | 36.4508 | -76.8036 | SERC | PJM | PJM Interconnection, LLC |  | 22 | NR | 2 | IPP Non-CHP |  | N |  | Y | QF,13,664,000 | N |  |  | X |  | Virginia Electric & Power Co | 19876 | NC | 22.3
58477 | O2energies, Inc. | 58674 | Cirrus Solar LLC | 4976 NC 39 Hwy | Bunn | NC | 27508 | Franklin | 35.9694 | -78.265 | SERC | DUK | Duke Energy Carolinas |  | 22 | NR | 2 | IPP Non-CHP |  | N |  | Y | QF,13,664,000 | N |  |  | X |  | Duke Energy Carolinas, LLC | 5416 | NC | 22.3
58477 | O2energies, Inc. | 58675 | Chocowinity Solar LLC | Bragaw Lane | Chocowinity | NC | 27817 | Beaufort | 35.515 | -77.09 | SERC | DUK | Duke Energy Carolinas |  | 22 | NR | 2 | IPP Non-CHP |  | N |  | Y | QF,14,66,000 | N |  |  | X |  | Duke Energy Carolinas, LLC | 5416 | NC | 22.3
58611 | Forest City Sustainable Resources Pearl City LLC | 58676 | Pearl City Peninsula Solar Park | Victor Wharf Access Road | Honolulu | HI | 96782 | Honolulu | 21.3756 | -157.9681 | HICC |  |  |  | 22 | NR | 2 | IPP Non-CHP |  | N |  | N |  | N |  |  | X |  | Hawaiian Electric Co Inc | 19547 | HI | 11.5
49893 | Invenergy Services LLC | 58677 | Gratiot County Wind LLC | 126 Enterprise Drive | Breckenridge | MI | 48615 | Gratiot | 43.4081 | -84.4622 | RFC | MISO | Midcontinent Independent Transmission System Operator, Inc.. |  | 22 | NR | 2 | IPP Non-CHP | X | N |  | N |  | N |  | N | X |  | Michigan Electric Transmission Company | 56163 | MI | 138
5914 | Erie Boulevard Hydropower LP | 58678 | Oswegatchie | 109 Guiles Road | Edwards | NY | 13635 | St Lawrence | 44.27 | -75.1992 | NPCC | NYIS | New York Independent System Operator | Oswegatchie River | 22 | NR | 2 | IPP Non-CHP |  | N |  | N |  | N |  | N | X |  | National Grid Generation, LLC | 26751 |  | 34.5
5914 | Erie Boulevard Hydropower LP | 58679 | Upper Newton Falls | 873 County Route 60 | Newton Falls | NY | 13666 | St Lawrence | 44.2144 | -74.9914 | NPCC | NYIS | New York Independent System Operator | Oswegatchie River | 22 | NR | 2 | IPP Non-CHP |  | N |  | N |  | N |  | N | X |  | National Grid Generation, LLC | 26751 |  | 34.5
58598 | Mass Solar, LLC | 58680 | Braley Road 2 | Braley Road | Freetown | MA | 2717 | Bristol | 41.7517 | -70.9669 | NPCC | ISNE | ISO New England Inc. |  | 22 | NR | 2 | IPP Non-CHP | Y | N |  | N |  | N |  |  | X |  | NSTAR Electric Company | 54913 | MA | 13.2
59155 | First Wind O&M, LLC | 58681 | Route 66 Wind Plant | Farm To Market Road 2161 | Panhandle | TX | 79068 | Carson | 35.2053 | -101.4342 | TRE | ERCO | Electric Reliability Council of Texas, Inc. |  | 22 | NR | 2 | IPP Non-CHP | N | N |  | N |  | N |  | N | X |  | Sharyland Utilities LP | 17008 | TX | 345
58598 | Mass Solar, LLC | 58682 | Dartmouth | Energy Road | Dartmouth | MA | 2717 | Bristol | 41.6761 | -70.9969 | NPCC | ISNE | ISO New England Inc. |  | 22 | NR | 2 | IPP Non-CHP | Y | N |  | N |  | N |  |  | X |  | NSTAR Electric Company | 54913 | MA | 13.2
59380 | Enel Green Power NA, Inc. | 58683 | Osage Wind, LLC | Under Construction, N/A | Burbank | OK | 74633 | Osage | 36.7069 | -96.7003 | SPP | AECI | Associated Electric Cooperative, Inc. |  | 22 | NR | 2 | IPP Non-CHP | N | N |  | N |  | Y | EG11-123-000 | N | X |  | Arrowhead Electric Coop, Inc | 887 | MN | 138
58611 | Forest City Sustainable Resources Pearl City LLC | 58684 | Kapolei Solar Energy Park | 91-290 Malakole Street | Kapolei | HI | 96707 | Honolulu | 21.3211 | -158.1175 |  |  |  |  | 22 | NR | 2 | IPP Non-CHP |  | N |  | N |  | N |  |  | X |  | Department of the Navy |  |  | 12.47
58617 | Mahoning Creek Hydroelectric Company LLC | 58685 | Mahoning Creek Hydroelectric Project | 130 Government Road | New Bethlehem | PA | 16259 | Armstrong | 40.9211 | -79.2817 | RFC | PJM | PJM Interconnection, LLC | Mahoning Creek | 22 | NR | 2 | IPP Non-CHP |  | N |  | Y | QF14-353-000 | N |  | N | X |  | West Penn Power Company | 20387 | PA | 25
59155 | First Wind O&M, LLC | 58686 | Hancock Wind Plant | 73000 Road in T22MD | T22 MD | ME | 4408 | Hancock | 44.7608 | -68.1469 | NPCC | ISNE | ISO New England Inc. |  | 22 | NR | 2 | IPP Non-CHP | N | N |  | N |  | N |  | N | X |  | Emera Maine | 1179 | ME | 115
58618 | Finley BioEnergy LLC | 58687 | Finley Buttes Landfill Gas | 74265 Bombing Range Road | Boardman | OR | 97818 | Morrow | 45.69 | -119.61 | WECC | BPAT | Bonneville Power Administration |  | 22 | NR | 2 | IPP Non-CHP |  | N |  | Y | 07-212 | N |  |  | X |  | Umatilla Electric Coop Assn | 19325 | OR | 12.47
59370 | ENERGYneering Solutions, Inc | 58688 | LRI LFGTE Facility | 30919 Meridian Street East | Graham | WA | 98338 | Pierce | 46.9756 | -122.2906 | WECC | PSEI | Puget Sound Energy |  | 22 | NR | 2 | IPP Non-CHP |  | N |  | Y | QF13-680-000f | Y | 13-680-000 | N | X |  | Puget Sound Energy Inc | 15500 | WA | 12.47
58621 | SSA Solar of NM, LLC | 58689 | Blue Sky One | 84 Gravel Pit Road | Taos | NM | 87571 | Taos | 36.9078 | -105.9853 | WECC | PNM | Public Service Company of New Mexico |  | 22 | NR | 2 | IPP Non-CHP |  | N |  | Y | 13-71-000 | N |  |  | X |  | Kit Carson Electric Coop, Inc | 10378 | NM | 14.4
59380 | Enel Green Power NA, Inc. | 58690 | Apple Blossom Wind Farm |  | Pigeon | MI | 48755 | Huron | 43.8483 | -83.3069 | MRO | MISO | Midcontinent Independent Transmission System Operator, Inc.. |  | 22 | NR | 2 | IPP Non-CHP |  | N |  | N |  | N |  |  | X |  | ITC Transmission | 56068 | MI | 120
59380 | Enel Green Power NA, Inc. | 58691 | South Fork Wind Farm |  | Ewington | MN | 56167 | Jackson | 43.5911 | -95.4083 | MRO | MISO | Midcontinent Independent Transmission System Operator, Inc.. |  | 22 | NR | 2 | IPP Non-CHP |  | N |  | N |  | N |  |  | X |  | Great River Energy | 7570 |  | 69
58625 | Black Oak Wind, LLC | 58692 | Black Oak Wind Farm | NA | NA | MN | 56352 | Stearns | 45.6608 | -95.0128 | MRO | MISO | Midcontinent Independent Transmission System Operator, Inc.. |  | 22 | NR | 2 | IPP Non-CHP | N | N |  | N |  | N |  | N | X |  | Northern States Power Co | 13780 | MN | 69
58626 | Paynesville Wind, LLC | 58693 | Paynesville Wind Farm | NA | Paynesville | MN | 56362 | Stearns | 45.4525 | -94.7453 | MRO | MISO | Midcontinent Independent Transmission System Operator, Inc.. |  | 22 | NR | 2 | IPP Non-CHP |  | N |  | N |  | N |  |  | X |  | Northern States Power Co | 13780 | MN | 69
59359 | BHE Renewables, LLC | 58694 | Walnut Ridge Wind Farm |  | Walnut | IL | 61376 | Bureau | 41.4967 | -89.5803 | RFC | PJM | PJM Interconnection, LLC |  | 22 | NR | 2 | IPP Non-CHP |  | N |  | N |  | N |  | N | X |  | Commonwealth Edison Co | 4110 | IL | 345
59359 | BHE Renewables, LLC | 58695 | Grande Prairie Wind Farm | NA | O'Neill | NE | 68763 | Holt | 42.6081 | -98.4283 | MRO | SWPP | Southwest Power Pool |  | 22 | NR | 2 | IPP Non-CHP |  | N |  | N |  | N |  |  | X |  | WAPA-- Western Area Power Administration | 27000 | NE | 345
58627 | Puget Sound Hydro LLC | 58696 | Nooksack Hydro | 12251 Mt Baker Highway | Glacier | WA | 98244 | Whatcom | 48.9078 | -121.8142 | WECC | PSEI | Puget Sound Energy | North Fork Nooksack | 22 | NR | 2 | IPP Non-CHP |  | N |  | Y | QF02-125-000 | N |  |  | X |  | Puget Sound Energy Inc | 15500 | WA | 2.3
3046 | Duke Energy Progress - (NC) | 58697 | L V Sutton Combined Cycle | 801 Sutton Stream Plant Road | Wilmington | NC | 28401 | New Hanover | 34.2831 | -77.9853 | SERC | CPLE | Progress Energy Carolinas - EAST | Sutton Lake (Catfish Creek) | 22 | RE | 1 | Electric Utility |  | N |  | N |  | N |  | N | X |  | Duke Energy Progress - (NC) | 3046 | NC | 230 |  |  | Piedmont Natural Gas
58622 | Costco Wholesale | 58698 | Mira Loma | 11600 Riverside Drive | Mira Loma | CA | 91752 | Riverside | 34.0131 | -117.5375 | WECC | CISO | California Independent System Operator |  | 493 | NR | 4 | Commercial Non-CHP | Y | N |  | N |  | N |  | N | X |  | Southern California Edison Co | 17609 | CA | 0.48 |  |  | Souther California Gas Co
58628 | ABEC Bidart-Old River LLC | 58699 | ABEC Bidart-Old River LLC | 20400 Old River Rd | Bakersfield | CA | 93311 | Kern | 35.1697 | -119.1056 | WECC | CISO | California Independent System Operator |  | 22 | NR | 3 | IPP CHP |  | Y | 13-414 | Y | QF13-414 | N |  |  | X |  | Pacific Gas & Electric Co | 14328 | CA | 12.47
58629 | TIG Sun Energy I LLC | 58700 | Colleton Solar Farm | 1751 Hiers Corner Road | Walterboro | SC | 29488 | Colleton | 32.9133 | -80.6925 | SERC | SC | South Carolina Public Service Authority |  | 22 | NR | 2 | IPP Non-CHP | N | N |  | N |  | N |  | N | X |  | Coastal Electric Coop, Inc | 3844 | SC | 12.4
57369 | Apple, Inc | 58701 | Apple Data Center - PV2 | 3720 Lai Ber Drive | Conover | NC | 28613 | Catawba | 35.7389 | -81.2078 | SERC | DUK | Duke Energy Carolinas |  | 518 | NR | 4 | Commercial Non-CHP | N | N |  | Y | 13-606-000 | N |  | N | X |  | Duke Energy Carolinas, LLC | 5416 | NC | 100
58639 | Axio Green LLC | 58702 | Axio Green LLC | 155 Cumberland Road | Greenfield Township | MA | 1301 | Franklin | 42.5761 | -72.61 | NPCC | ISNE | ISO New England Inc. |  | 22 | NR | 2 | IPP Non-CHP | Y | N |  | Y | Not available, researching records and will post when avail | N |  | N | X |  | Western Massachusetts Electric Company | 20455 | MA | 13.8
58638 | Lenape Solar II, LLC | 58703 | Lenape II | 441 N Shadeland Avenue | Indianapolis | IN | 46219 | Marion | 39.7767 | -86.0428 | RFC | MISO | Midcontinent Independent Transmission System Operator, Inc.. |  | 22 | NR | 2 | IPP Non-CHP | X | N |  | Y | QF15-909 | N |  | N | X |  | Indianapolis Power & Light Co | 9273 | IN | 13.2
58643 | Zeeland Farm Services | 58704 | Zeeland Farm Services | 2468 84th Avenue | Zeeland | MI | 49464 | Ottawa | 42.8131 | -85.9861 | RFC | MISO | Midcontinent Independent Transmission System Operator, Inc.. |  | 22 | NR | 2 | IPP Non-CHP |  | N |  | N |  | N |  | N | X |  | Consumers Energy Co | 4254 | MI | 46
57170 | EDF Renewable Asset Holdings, Inc. | 58706 | Allendale Biomass | 307 Airport Loop | Fairfax | SC | 29810 | Allendale | 32.995 | -81.2819 | RFC | SC | South Carolina Public Service Authority | Wells | 22 | NR | 2 | IPP Non-CHP |  | N |  | N |  | N |  |  | X |  | Santee Electric Coop, Inc | 16606 | SC | 69
57170 | EDF Renewable Asset Holdings, Inc. | 58707 | Dorchester Biomass | 609 7 Mile Road | Harleyville | SC | 29448 | Dorchester | 33.2386 | -80.4503 | RFC | SC | South Carolina Public Service Authority | Wells | 22 | NR | 2 | IPP Non-CHP |  | N |  | N |  | N |  |  | X |  | Santee Electric Coop, Inc | 16606 | SC | 115
58649 | Solar Star Arizona II LLC | 58708 | Phoenix Airport East Economy Lot | 4433, 4445, 4455 E. Sky Harbor | Phoenix | AZ | 85034 | Maricopa | 33.45 | -111.98 | WECC | AZPS | Arizona Public Service Company |  | 92 | NR | 4 | Commercial Non-CHP | N | N |  | N |  | N |  |  | X |  | Arizona Public Service Co | 803 | AZ | 48
58649 | Solar Star Arizona II LLC | 58709 | Phoenix Airport Rental Car Center | 1702 E. Rental Car Way | Phoenix | AZ | 85034 | Maricopa | 33.45 | -111.98 | WECC | AZPS | Arizona Public Service Company |  | 92 | NR | 4 | Commercial Non-CHP | N | N |  | N |  | N |  |  | X |  | Arizona Public Service Co | 803 | AZ | 48
59745 | First Solar Asset Management | 58710 | Barilla Solar | Hovey Road | Fort Stockton | TX | 79735 | Pecos | 30.96 | -103.35 | TRE | ERCO | Electric Reliability Council of Texas, Inc. |  | 22 | NR | 2 | IPP Non-CHP |  | N |  | N |  | N |  |  | X |  | AEP Texas Central Company | 3278 | TX | 138
17650 | Southern Power Co | 58711 | Lost Hills/Blackwell | 17544 Hwy 46 | Lost Hills | CA | 93249 | Kern | 35.62 | -119.85 | WECC | CISO | California Independent System Operator |  | 22 | NR | 2 | IPP Non-CHP |  | N |  | N |  | N |  |  | X |  | Pacific Gas & Electric Co | 14328 | CA | 70
57280 | Eagle Creek RE LLC | 58712 | Stevens Mills Hydroelectric Project | 38 East Bow St | NH | NH | 3235 | Merrimack | 43.4461 | -71.6444 | NPCC | ISNE | ISO New England Inc. | Winnipesaukee River | 22 | NR | 2 | IPP Non-CHP |  | N |  | Y | QF-85-190-01 | N |  |  | X |  | Public Service Co of NH | 15472 | NH | 34.5
17650 | Southern Power Co | 58713 | North Star Solar | 35200 West California Ave | Mendota | CA | 93640 | Fresno | 36.73 | -120.41 | WECC | CISO | California Independent System Operator |  | 22 | NR | 2 | IPP Non-CHP |  | N |  | N |  | N |  |  | X |  | Pacific Gas & Electric Co | 14328 | CA | 115
58653 | Oxbow Creek Energy LLC | 58714 | Oxbow Creek | Off of Bob Henry Road Nicholso | Factoryville | PA | 18419 | Wyoming | 41.6086 | -75.8706 | RFC | PJM | PJM Interconnection, LLC |  | 22 | NR | 2 | IPP Non-CHP |  | N |  | N |  | Y | EG15-88 | N | X |  | Pennsylvania Electric Co | 14711 | PA | 34.5 |  |  | Unknown at this time
58652 | Roundtop Energy LLC | 58715 | Roundtop | 960 SR 267 | Meshoppen | PA | 18630 | Susquehanna | 41.6578 | -76.0492 | RFC | PJM | PJM Interconnection, LLC |  | 22 | NR | 2 | IPP Non-CHP |  | N |  | N |  | Y | EG 14-108 | N | X |  | Pennsylvania Electric Co | 14711 | PA | 34.5 |  |  | Access Midstream
58489 | OCI Solar Power | 58716 | OCI Alamo 2, LLC | 8203 Binz Engelman Road | Converse | TX | 78109 | Bexar | 29.4694 | -98.3319 | TRE | ERCO | Electric Reliability Council of Texas, Inc. |  | 22 | NR | 2 | IPP Non-CHP |  | N |  | N |  | N |  |  | X |  | City of San Antonio - (TX) | 16604 | TX | 34.5
56769 | Consolidated Edison Development Inc. | 58717 | OCI Alamo 4, LLC | Ranch to Market Road 334 | Brackettville | TX | 78837 | Kinney | 29.3289 | -100.3839 | TRE | ERCO | Electric Reliability Council of Texas, Inc. |  | 22 | NR | 2 | IPP Non-CHP |  | N |  | N |  | N |  |  | X |  | AEP Texas Central Company | 3278 | TX | 138
58654 | Orion Solar I LLC | 58718 | Orion Solar I | 22900n S. Edison Rd. | Arvin | CA | 93203 | Kern | 35.1507 | -118.875 | WECC | CISO | California Independent System Operator |  | 22 | NR | 2 | IPP Non-CHP | X | N |  | Y | QF14-315-000 | N |  |  | X |  | Pacific Gas & Electric Co | 14328 | CA | 70
5109 | DTE Electric Company | 58719 | Brookfield | 2254 S Caseville Road | Pigeon | MI | 48755 | Huron | 43.7578 | -83.2978 | RFC | MISO | Midcontinent Independent Transmission System Operator, Inc.. |  | 22 | RE | 1 | Electric Utility |  | N |  | N |  | Y | pending |  | X |  | ITC Transmission | 56068 | MI | 345
56545 | Pattern Operators LP | 58720 | Pattern Panhandle Wind 2 LLC | 1797 FM 2385 | Panhandle | TX | 79068 | Carson | 35.4428 | -101.3728 | TRE | ERCO | Electric Reliability Council of Texas, Inc. |  | 22 | NR | 2 | IPP Non-CHP |  | N |  | N |  | N |  | N | X |  | Cross Texas Transmission | 60065 |  | 345
58655 | Orion Solar II, LLC | 58721 | Orion Solar II | 22900 S. Edison Rd | Arvin | CA | 93203 | Kern | 35.1507 | -118.8753 | WECC | CISO | California Independent System Operator |  | 22 | NR | 2 | IPP Non-CHP |  | N |  | Y | QF14-318-000 | N |  |  | X |  | Pacific Gas & Electric Co | 14328 | CA | 70
60006 | Charlotte Solar, LLC (NC) | 58722 | Charlotte Solar | 738 Providence Road | Forest City | NC | 28043 | Rutherford | 35.2619 | -81.8217 | SERC | DUK | Duke Energy Carolinas |  | 22 | NR | 2 | IPP Non-CHP | N | N |  | Y | QF13-303-000 | Y | QF13-303-000 | N | X |  | Duke Energy Carolinas, LLC | 5416 | NC | 22.86
58658 | Sunlight Partners | 58723 | Colin Solar | 518 Rambling Road | Forest City | NC | 28043 | Rutherford | 35.2611 | -81.8614 | SERC | CPLE | Progress Energy Carolinas - EAST |  | 22 | NR | 2 | IPP Non-CHP | N | N |  | Y | QF13-316-000 | N |  | N | X |  | Duke Energy Carolinas, LLC | 5416 | NC | 12
58658 | Sunlight Partners | 58724 | Duck Solar | 794 Mackey Freeman Road | Forest City | NC | 28043 | Rutherford | 35.4381 | -81.865 | SERC | DUK | Duke Energy Carolinas |  | 22 | NR | 2 | IPP Non-CHP | N | N |  | Y | QF13-305-000 | N |  | N | X |  | Duke Energy Carolinas, LLC | 5416 | NC | 12
59859 | Elliana Solar LLC | 58725 | Elliana Solar | 1444 Deer Run Trail | Burlington | NC | 27217 | Alamance | 36.1311 | -79.3325 | SERC | DUK | Duke Energy Carolinas |  | 22 | NR | 2 | IPP Non-CHP | N | N |  | Y | QF13-37-000 | N |  | N | X |  | Duke Energy Carolinas, LLC | 5416 | NC | 12
60007 | Flash Solar LLC | 58726 | Flash Solar | 4466 Meandering Way | Conover | NC | 28613 | Catawba | 35.7581 | -81.2294 | SERC | DUK | Duke Energy Carolinas |  | 22 | NR | 2 | IPP Non-CHP | N | N |  | Y | QF13-308-000 | N |  | N | X |  | Duke Energy Carolinas, LLC | 5416 | NC | 22.86
58658 | Sunlight Partners | 58727 | Hawkins Solar | 830 Miller Chapel Rd | Reidsville | NC | 27320 | Rockingham | 36.3219 | -79.7517 | SERC | DUK | Duke Energy Carolinas |  | 22 | NR | 2 | IPP Non-CHP | N | N |  | Y | QF13-398-000 | N |  | N | X |  | Duke Energy Carolinas, LLC | 5416 | NC | 12
58658 | Sunlight Partners | 58728 | Katherine Solar | 4100 State Highway 87 | Elon | NC | 27244 | Alamance | 36.215 | -79.5161 | SERC | CPLE | Progress Energy Carolinas - EAST |  | 22 | NR | 2 | IPP Non-CHP | N | N |  | Y | QF13-309-000 | N |  | N | X |  | Duke Energy Carolinas, LLC | 5416 | NC | 12
59912 | Amethyst Solar LLC | 58730 | Amethyst Solar | 1583 US 221 South | Forest City | NC | 28043 | Rutherford | 35.3169 | -81.9264 | SERC | DUK | Duke Energy Carolinas |  | 22 | NR | 2 | IPP Non-CHP | N | N |  | Y | QF13-87-000 | N |  | N | X |  | Duke Energy Carolinas, LLC | 5416 | NC | 12
59852 | Angel Solar LLC | 58731 | Angel Solar | 703 St James Church Rd | Newton | NC | 28658 | Catawba | 35.6511 | -81.2086 | SERC | DUK | Duke Energy Carolinas |  | 22 | NR | 2 | IPP Non-CHP | N | N |  | Y | QF13-471-000 | N |  | N | X |  | Duke Energy Carolinas, LLC | 5416 | NC | 12
59910 | Audrey Solar LLC | 58732 | Audrey Solar | 920 Washburn Switch Rd | Shelby | NC | 28150 | Cleveland | 35.3281 | -81.6219 | SERC | DUK | Duke Energy Carolinas |  | 22 | NR | 2 | IPP Non-CHP | N | N |  | Y | QF13-38-000 | N |  | N | X |  | Duke Energy Carolinas, LLC | 5416 | NC | 12
58658 | Sunlight Partners | 58733 | Austin Solar | 2807 Mount Ruhama Church Rd | Maiden | NC | 28650 | Catawba | 35.6139 | -81.1322 | SERC | CPLE | Progress Energy Carolinas - EAST |  | 22 | NR | 2 | IPP Non-CHP | N | N |  | Y | QF13-472-000 | N |  | N | X |  | Duke Energy Carolinas, LLC | 5416 | NC | 12
60005 | Buddy Solar LLC | 58735 | Buddy Solar | 400 St Peters Church Road | Gold Hill | NC | 28071 | Rowan | 35.5419 | -80.3633 | SERC | NA | No BA |  | 22 | NR | 2 | IPP Non-CHP | N | N |  | Y | QF13-314-000 | N |  | N | X |  | Duke Energy Carolinas, LLC | 5416 | NC | 22.86
58658 | Sunlight Partners | 58737 | Binks Solar | 5609 Cascade Dr | Chapel Hill | NC | 27514 | Orange | 36 | -79.0525 | SERC | CPLE | Progress Energy Carolinas - EAST |  | 22 | NR | 2 | IPP Non-CHP | N | N |  | Y | QF13-397-000 | N |  | N | X |  | Duke Energy Carolinas, LLC | 5416 | NC | 12
59911 | Milo Solar LLC | 58739 | Milo Solar | 2153 McCray Road | Burlington | NC | 27217 | Alamance | 36.1489 | -79.3489 | SERC | DUK | Duke Energy Carolinas |  | 22 | NR | 2 | IPP Non-CHP | N | N |  | Y | QF12-444-000 | N |  | N | X |  | Duke Energy Carolinas, LLC | 5416 | NC | 12
59913 | Minnie Solar LLC | 58740 | Minnie Solar | 5287 Lindley Mill Road | Graham | NC | 27253 | Alamance | 35.9481 | -79.3619 | SERC | DUK | Duke Energy Carolinas |  | 22 | NR | 2 | IPP Non-CHP | N | N |  | Y | QF12-445-000 | N |  | N | X |  | Duke Energy Carolinas, LLC | 5416 | NC | 12
59916 | Owen Solar LLC | 58742 | Owen Solar | 4935 Hickory Lincolnton Highwa | Lincolnton | NC | 28092 | Catawba | 35.5861 | -81.3153 | SERC | DUK | Duke Energy Carolinas |  | 22 | NR | 2 | IPP Non-CHP | N | N |  | Y | QF12-540-000 | N |  | N | X |  | Duke Energy Carolinas, LLC | 5416 | NC | 12
58658 | Sunlight Partners | 58743 | RJ Solar | 4264 Hall Dairy Road | Claremont | NC | 28610 | Catawba | 35.7431 | -81.145 | SERC | CPLE | Progress Energy Carolinas - EAST |  | 22 | NR | 2 | IPP Non-CHP | N | N |  | Y | QF13-311-000 | N |  | N | X |  | Duke Energy Carolinas, LLC | 5416 | NC | 12
58658 | Sunlight Partners | 58744 | Shadow Solar | 554 Island Ford Road | Forest City | NC | 28043 | Rutherford | 35.2131 | -81.8322 | SERC | DUK | Duke Energy Carolinas |  | 22 | NR | 2 | IPP Non-CHP | N | N |  | Y | QF13-319-000 | N |  | N | X |  | Duke Energy Carolinas, LLC | 5416 | NC | 12
59914 | Sophie Solar LLC | 58745 | Sophie Solar | 3495 Lattimore Road | Mooresboro | NC | 28114 | Cleveland | 35.305 | -81.6969 | SERC | DUK | Duke Energy Carolinas |  | 22 | NR | 2 | IPP Non-CHP | N | N |  | Y | QF-12-497-000 | N |  | N | X |  | Duke Energy Carolinas, LLC | 5416 | NC | 12
59915 | Star Solar LLC | 58746 | Star Solar | 5521 Red Mill Road | Durham | NC | 27704 | Durham | 36.08 | -78.8239 | SERC | DUK | Duke Energy Carolinas |  | 22 | NR | 2 | IPP Non-CHP |  | N |  | Y | QF13-312-000 | N |  |  | X |  | Duke Energy Carolinas, LLC | 5416 | NC | 12
58660 | GreenWhey Holdings | 58747 | GreenWhey Energy Inc | 465 Western Blvd | Turtle Lake | WI | 54889 | Polk | 45.3903 | -92.1625 | MRO | MISO | Midcontinent Independent Transmission System Operator, Inc.. | Municipality | 22 | NR | 3 | IPP CHP |  | N |  | N |  | N |  | N | X |  | Northern States Power Co | 13780 | WI | 12.47
58661 | Sustainable Power Group, LLC | 58748 | North Bay Solar 1 | 5110 Water Works Lane | Fairfield | CA | 94534 | Solano | 38.3006 | -121.9664 | WECC | CISO | California Independent System Operator |  | 22131 | NR | 4 | Commercial Non-CHP | Y | N |  | N |  | N |  | N | X |  | Pacific Gas & Electric Co | 14328 | CA | 12.47
57365 | Consolidated Edison Solutions Inc | 58749 | Tihonet Solar | 97 Farm to Market Road | Wareham | MA | 2571 | Plymouth | 41.7875 | -70.7233 | NPCC | ISNE | ISO New England Inc. |  | 22 | NR | 2 | IPP Non-CHP | Y | N |  | N |  | N |  |  | X |  | NSTAR Electric Company | 54913 | MA | 23
58661 | Sustainable Power Group, LLC | 58750 | Lancaster Dry Farm Ranch B | 90th St. W and W Ave. H | Lancaster | CA | 93536 | Los Angeles | 34.7169 | -118.2894 | WECC | CISO | California Independent System Operator |  | 22 | NR | 2 | IPP Non-CHP | N | N |  | N |  | N |  | N | X |  | Southern California Edison Co | 17609 | CA | 12.47
58661 | Sustainable Power Group, LLC | 58751 | Rodeo Solar C2 | 45707 90th St West | Lancaster | CA | 93536 | Los Angeles | 34.7133 | -118.2894 | WECC | CISO | California Independent System Operator |  | 22 | NR | 2 | IPP Non-CHP | N | N |  | N |  | N |  | N | X |  | Southern California Edison Co | 17609 | CA | 12.47
58661 | Sustainable Power Group, LLC | 58752 | Rodeo Solar D2 | 45707 90th St West | Lancaster | CA | 93536 | Los Angeles | 34.7133 | -118.2894 | WECC | CISO | California Independent System Operator |  | 22 | NR | 2 | IPP Non-CHP | N | N |  | N |  | N |  | N | X |  | Southern California Edison Co | 17609 | CA | 12.47
58661 | Sustainable Power Group, LLC | 58753 | Summer Solar A2 | 46345 1/4 90th St West | Lancaster | CA | 93536 | Los Angeles | 34.7231 | -118.2897 | WECC | CISO | California Independent System Operator |  | 22 | NR | 2 | IPP Non-CHP | N | N |  | N |  | N |  | N | X |  | Southern California Edison Co | 17609 | CA | 12.47
58661 | Sustainable Power Group, LLC | 58754 | Summer Solar B2 | 46331 1/4 90th St West | Lancaster | CA | 93536 | Los Angeles | 34.7231 | -118.2897 | WECC | CISO | California Independent System Operator |  | 22 | NR | 2 | IPP Non-CHP | N | N |  | N |  | N |  | N | X |  | Southern California Edison Co | 17609 | CA | 12.47
58661 | Sustainable Power Group, LLC | 58755 | Summer Solar C2 | 46315 1/4 90th St West | Lancaster | CA | 93536 | Los Angeles | 34.7231 | -118.2897 | WECC | CISO | California Independent System Operator |  | 22 | NR | 2 | IPP Non-CHP | N | N |  | N |  | N |  | N | X |  | Southern California Edison Co | 17609 | CA | 12.47
58661 | Sustainable Power Group, LLC | 58756 | Summer Solar D2 | 46305 1/4 90th St West | Lancaster | CA | 93536 | Los Angeles | 34.7231 | -118.2897 | WECC | CISO | California Independent System Operator |  | 22 | NR | 2 | IPP Non-CHP | N | N |  | N |  | N |  | N | X |  | Southern California Edison Co | 17609 | CA | 12.47
58661 | Sustainable Power Group, LLC | 58757 | Summer North Solar | 46253 1/4 90th St West | Lancaster | CA | 93536 | Los Angeles | 34.7231 | -118.2897 | WECC | CISO | California Independent System Operator |  | 22 | NR | 2 | IPP Non-CHP | N | N |  | N |  | N |  | N | X |  | Southern California Edison Co | 17609 | CA | 12.47
58661 | Sustainable Power Group, LLC | 58761 | Expressway Solar A | 18321 Shay Road | Victorville | CA | 92394 | San Bernardino | 34.5822 | -117.3417 | WECC | CISO | California Independent System Operator |  | 22 | NR | 2 | IPP Non-CHP | N | N |  | N |  | N |  | N | X |  | Southern California Edison Co | 17609 | CA | 12.47
58661 | Sustainable Power Group, LLC | 58762 | Expressway Solar B | 18325 Shay Road | Victorville | CA | 92394 | San Bernardino | 34.5833 | -117.3403 | WECC | CISO | California Independent System Operator |  | 22 | NR | 2 | IPP Non-CHP | N | N |  | N |  | N |  | N | X |  | Southern California Edison Co | 17609 | CA | 12.47
58661 | Sustainable Power Group, LLC | 58763 | Expressway Solar C2 | 18395 Shay Road | Victorville | CA | 92394 | San Bernardino | 34.5844 | -117.3414 | WECC | CISO | California Independent System Operator |  | 22 | NR | 2 | IPP Non-CHP | N | N |  | N |  | N |  | N | X |  | Southern California Edison Co | 17609 | CA | 12.47
58662 | Blue Mountain Power Partners | 58764 | Blue Mountain Wind Farm | Sturgeon Road | Monticello | UT | 84535 | San Juan | 38.0325 | -109.3006 | WECC | PACE | PacifiCorp - East |  | 22 | NR | 2 | IPP Non-CHP |  | N |  | Y | Q0426 | N |  |  | X |  | PacifiCorp | 14354 | UT | 138
49893 | Invenergy Services LLC | 58765 | Miami Wind Energy Center | 3096 FM 1268 | Miami | TX | 79059 | Roberts | 35.6539 | -100.5386 | TRE | ERCO | Electric Reliability Council of Texas, Inc. |  | 22 | NR | 2 | IPP Non-CHP | X | N |  | N |  | N |  | N | X |  | Cross Texas Transmission | 60065 |  | 345
49893 | Invenergy Services LLC | 58766 | Wake Wind Energy Center | unknown | Crosbyton | TX | 79322 | Crosby | 33.825 | -101.0997 | TRE | ERCO | Electric Reliability Council of Texas, Inc. |  | 22 | NR | 2 | IPP Non-CHP | X | N |  | N |  | N |  | N | X |  | Wind Energy Transmission Texas LLC | 60066 |  | 345
49893 | Invenergy Services LLC | 58767 | Buckeye Wind Energy Center | unknown | Hays | KS | 67601 | Ellis | 39.0039 | -99.4142 | SPP | SWPP | Southwest Power Pool |  | 22 | NR | 2 | IPP Non-CHP | X | N |  | N |  | N |  | N | X |  | Midwest Energy Inc | 12524 | KS | 230
49893 | Invenergy Services LLC | 58768 | Marsh Hill Wind Farm | 331 Jackson Hill Road | Jasper | NY | 14855 | Steuben | 42.1639 | -77.5289 | NPCC | NYIS | New York Independent System Operator |  | 22 | NR | 2 | IPP Non-CHP | X | N |  | N |  | N |  | N | X |  | New York State Elec & Gas Corp | 13511 | NY | 34.5
49893 | Invenergy Services LLC | 58769 | Spring Canyon Expansion Wind Energy Ctr | 28191 County Road 74 | Peetz | CO | 80747 | Logan | 40.9642 | -103.0772 | WECC | PSCO | Public Service Company of Colorado |  | 22 | NR | 2 | IPP Non-CHP | X | N |  | N |  | N |  | N | X |  | Public Service Co of Colorado | 15466 | CO | 230
58596 | Hanwha Q CELLS USA | 58770 | Maywood Photovoltaic Project | 1500 S Tibbs Avenue | Indianapolis | IN | 46241 | Marion | 39.7439 | -86.2181 | RFC | MISO | Midcontinent Independent Transmission System Operator, Inc.. |  | 22 | NR | 2 | IPP Non-CHP |  | N |  | N |  | N |  | N | X |  | Indianapolis Power & Light Co | 9273 | IN | 13.2
57170 | EDF Renewable Asset Holdings, Inc. | 58771 | Roosevelt County |  | Elida | NM | 88116 | Roosevelt | 33.9261 | -103.5111 | SPP | SWPP | Southwest Power Pool |  | 22 | NR | 2 | IPP Non-CHP |  | N |  | N |  | N |  | N | X |  | Southwestern Public Service Co | 17718 | NM | 345
57170 | EDF Renewable Asset Holdings, Inc. | 58772 | Longhorn Wind |  | Silverton | TX | 79201 | Briscoe | 34.3111 | -101.2511 | TRE | ERCO | Electric Reliability Council of Texas, Inc. |  | 22 | NR | 2 | IPP Non-CHP |  | N |  | N |  | N |  |  | X |  | Sharyland Utilities LP | 17008 | TX | 345
57170 | EDF Renewable Asset Holdings, Inc. | 58773 | TX Hereford Wind |  | Hereford | TX | 88116 | Deaf Smith | 34.7481 | -102.1744 | TRE | ERCO | Electric Reliability Council of Texas, Inc. |  | 22 | NR | 2 | IPP Non-CHP |  | N |  | N |  | N |  |  | X |  | Sharyland Utilities LP | 17008 | TX | 345
57170 | EDF Renewable Asset Holdings, Inc. | 58774 | Spinning Spur Wind II | 6899 Windy Way Road | Adrian | TX | 79001 | Oldham | 35.2769 | -102.6828 | TRE | ERCO | Electric Reliability Council of Texas, Inc. |  | 22 | NR | 2 | IPP Non-CHP |  | N |  | N |  | N |  |  | X |  | Sharyland Utilities LP | 17008 | TX | 345
57170 | EDF Renewable Asset Holdings, Inc. | 58775 | Spinning Spur Wind III | 6899 Windy Way Road | Adrian | TX | 79001 | Oldham | 35.295 | -102.7211 | TRE | ERCO | Electric Reliability Council of Texas, Inc. |  | 22 | NR | 2 | IPP Non-CHP |  | N |  | N |  | N |  |  | X |  | Sharyland Utilities LP | 17008 | TX | 345
58672 | Everpower Wind Holdings Inc | 58776 | Buckeye Wind Farm | 857 South Mutual Union Road | Mechanicsburgh | OH | 43009 | Champaign | 40.1239 | -83.6381 | RFC | PJM | PJM Interconnection, LLC |  | 22 | NR | 2 | IPP Non-CHP |  | N |  | N |  | N |  | N | X |  | Dayton Power & Light Co | 4922 | OH | 138
58672 | Everpower Wind Holdings Inc | 58777 | Cassadaga Wind Farm | Cook Rd | Cherry Creek | NY | 14723 | Chautauqua | 42.3383 | -79.1956 | NPCC | NYIS | New York Independent System Operator |  | 22 | NR | 2 | IPP Non-CHP |  | N |  | N |  | N |  | N | X |  | National Grid Generation, LLC | 26751 |  | 115
58672 | Everpower Wind Holdings Inc | 58778 | Coyote Crest Wind Farm | S Garrard Creek Rd | Centralia | WA | 98063 | Lewis | 46.7383 | -123.3478 | WECC | BPAT | Bonneville Power Administration |  | 22 | NR | 2 | IPP Non-CHP |  | N |  | N |  | N |  | N | X |  | Bonneville Power Administration | 1738 | WA | 115
58672 | Everpower Wind Holdings Inc | 58779 | Allegany Wind Farm | 4425 Rt. 219 | Great Valley | NY | 14741 | Cattaraugus | 42.0369 | -78.5344 | NPCC | NYIS | New York Independent System Operator |  | 22 | NR | 2 | IPP Non-CHP |  | N |  | N |  | N |  | N | X |  |  |  |  | 115
58672 | Everpower Wind Holdings Inc | 58780 | Scioto Ridge Wind Farm | 8093 County Rd 200 | Belle Center | OH | 43310 | Logan | 40.5614 | -83.7364 | RFC | PJM | PJM Interconnection, LLC |  | 22 | NR | 2 | IPP Non-CHP |  | N |  | N |  | N |  | N | X |  | Ohio Power Co | 14006 | OH | 345
58673 | Longhorn Holdings, LLC | 58781 | Longhorn Holdings | Along King Street (NC 177) | Rockingham | NC | 27530 | Richmond | 34.9711 | -79.6161 | SERC | DUK | Duke Energy Carolinas |  | 22 | NR | 2 | IPP Non-CHP |  | N |  | Y | __14-308-000 | N |  |  | X |  | Duke Energy Carolinas, LLC | 5416 | NC | 23
58674 | Sonne One, LLC | 58782 | Sonne One | North of Highway 13 and East o | Goldsboro | NC | 27530 | Wayne | 35.4372 | -77.8336 | SERC | DUK | Duke Energy Carolinas |  | 22 | NR | 2 | IPP Non-CHP |  | N |  | Y | __14-306-000 | N |  |  | X |  | Duke Energy Carolinas, LLC | 5416 | NC | 23
58675 | Delta-Montrose Electric Association | 58783 | South Canal Hydro-1 | Miguel Road | Montrose | CO | 81401 | Montrose | 38.4833 | -107.755 | WECC | WACM | Western Area Power Administration - Rocky Mountain Region | Gunnison River | 22 | NR | 2 | IPP Non-CHP |  | N |  | N |  | N |  |  | X |  | Delta Montrose Electric Assn | 5086 | CO | 34.5
58675 | Delta-Montrose Electric Association | 58784 | South Canal Hydro-3 | Miguel Road | Montrose | CO | 81401 | Montrose | 38.4703 | -107.7714 | WECC | WACM | Western Area Power Administration - Rocky Mountain Region | Gunnison River | 22 | NR | 2 | IPP Non-CHP |  | N |  | N |  | N |  |  | X |  | Delta Montrose Electric Assn | 5086 | CO | 34.5
58677 | CD US Solar MT1 LLC | 58785 | Brentwood Solar | 812 S Suffolk Ave | Brentwood | NY | 11722 | Suffolk | 40.7814 | -73.2439 | NPCC | NYIS | New York Independent System Operator |  | 22 | NR | 2 | IPP Non-CHP | X | N |  | N |  | N |  | N | X |  | Long Island Power Authority | 11171 | NY | 13.2
58677 | CD US Solar MT1 LLC | 58786 | Deer Park | Long Island Avenue | Deer Park | NY | 11729 | Suffolk | 40.7608 | -73.1939 | NPCC | NYIS | New York Independent System Operator |  | 22 | NR | 2 | IPP Non-CHP | X | N |  | N |  | N |  | N | X |  | Long Island Power Authority | 11171 | NY | 13.2
58677 | CD US Solar MT1 LLC | 58787 | Dennison | 100 Veterans Memorial Highway | Hauppauge | NY | 11788 | Suffolk | 40.7631 | -73.3236 | NPCC | NYIS | New York Independent System Operator |  | 22 | NR | 2 | IPP Non-CHP |  | N |  | N |  | N |  | N | X |  | Long Island Power Authority | 11171 | NY | 13.2
58677 | CD US Solar MT1 LLC | 58788 | North County | 725 Veterans Memorial Highway | Hauppauge | NY | 11788 | Suffolk | 40.7631 | -73.3236 | NPCC | NYIS | New York Independent System Operator |  | 22 | NR | 2 | IPP Non-CHP | X | N |  | N |  | N |  | N | X |  | Long Island Power Authority | 11171 | NY | 13.2
58677 | CD US Solar MT1 LLC | 58789 | Riverhead | 200-201 Center Drive | Riverhead | NY | 11901 | Suffolk | 40.8261 | -73.2322 | NPCC | NYIS | New York Independent System Operator |  | 22 | NR | 2 | IPP Non-CHP |  | N |  | N |  | N |  | N | X |  | Long Island Power Authority | 11171 | NY | 13.2
58677 | CD US Solar MT1 LLC | 58790 | Cohalan | 400 Carleton Avenue | Central Islip | NY | 11722 | Suffolk | 40.7625 | -73.1944 | NPCC | NYIS | New York Independent System Operator |  | 22 | NR | 2 | IPP Non-CHP | X | N |  | N |  | N |  | N | X |  | Long Island Power Authority | 11171 | NY | 13.2
58679 | Kirkwall Holdings, LLC | 58791 | Kirkwall Holdings | West of Interstate 40 and Sout | Warsaw | NC | 27530 | Duplin | 34.9889 | -78.1375 | SERC | DUK | Duke Energy Carolinas |  | 22 | NR | 2 | IPP Non-CHP |  | N |  | Y | _14-307-000 | N |  |  | X |  | Duke Energy Carolinas, LLC | 5416 | NC | 23
58680 | Ayrshire Holdings, LLC | 58792 | Ayrshire | East of Beaver Dam Church Road | Shelby | NC | 28152 | Cleveland | 35.2831 | -81.6153 | SERC | DUK | Duke Energy Carolinas |  | 22 | NR | 2 | IPP Non-CHP |  | N |  | Y | QF14-10-000 | N |  |  | X |  | Duke Energy Carolinas, LLC | 5416 | NC | 44
58682 | WR-TGC Solar Generation IV LLC | 58793 | JMB Mcguire-Dix-Lakehurst Solar Project | United Communities, 3700 Circl | McGuire AFB | NJ | 8641 | Burlington | 39.9928 | -74.6369 | NPCC | PJM | PJM Interconnection, LLC |  | 22 | NR | 2 | IPP Non-CHP | N | N |  | N |  | Y | QF 13-264-000 |  | X |  | National Grid Generation, LLC | 26751 |  | 12.5
58681 | MSM Solar LLC | 58794 | Storrie Lake Solar Project | 480 NM Highway 250 | Las Vegas | NM | 87701 | San Miguel | 35.6569 | -105.1839 | WECC | PNM | Public Service Company of New Mexico |  | 22 | NR | 2 | IPP Non-CHP |  | N |  | N |  | N |  |  | X |  | Mora-San Miguel Elec Coop | 12901 | NM | 24.9
58661 | Sustainable Power Group, LLC | 58795 | Hobart Solar, LLC | 4120 W 49th Avenue | Hobart | IN | 46342 | Lake | 41.5294 | -87.3083 | RFC | MISO | Midcontinent Independent Transmission System Operator, Inc.. |  | 22 | NR | 2 | IPP Non-CHP | N | N |  | N |  | N |  | N | X |  | Northern Indiana Pub Serv Co | 13756 | IN | 12.47
58661 | Sustainable Power Group, LLC | 58796 | Waterloo Solar, LLC | 120 North Commerce Dr | Waterloo | IN | 46342 | DeKalb | 41.4339 | -85.0439 | RFC | MISO | Midcontinent Independent Transmission System Operator, Inc.. |  | 22 | NR | 2 | IPP Non-CHP | N | N |  | N |  | N |  | N | X |  | Northern Indiana Pub Serv Co | 13756 | IN | 12.47
58661 | Sustainable Power Group, LLC | 58797 | Valparaiso Solar, LLC | 495 North 45 West | Valparaiso | IN | 46383 | Porter | 41.5022 | -87.1611 | RFC | MISO | Midcontinent Independent Transmission System Operator, Inc.. |  | 22 | NR | 2 | IPP Non-CHP | N | N |  | N |  | N |  | N | X |  | Northern Indiana Pub Serv Co | 13756 | IN | 12.47
58661 | Sustainable Power Group, LLC | 58798 | AC Criminal Courts Complex SPE2, LLC | 4997 Unami Blvd | Mays Landing | NJ | 8330 | Atlantic | 39.4375 | -74.6906 | RFC | PJM | PJM Interconnection, LLC |  | 922 | NR | 4 | Commercial Non-CHP | Y | N |  | N |  | N |  | N | X |  | Atlantic City Electric Co | 963 | NJ | 12.47
58466 | SunEnergy1 | 58799 | Pamlico Partners Solar | 1864 NC Highway 92 East | Washington | NC | 27889 | Beaufort | 35.5011 | -76.87 | SERC | CPLE | Progress Energy Carolinas - EAST |  | 22 | NR | 2 | IPP Non-CHP |  | N |  | Y | QF13-152-000 | N |  |  | X |  | City of Washington - (NC) | 20142 | NC | 34.5
58684 | Hop Bottom Energy LLC | 58800 | Hop Bottom | PA State Rd 2041 and 2043 | Lenox | PA | 18826 | Susquehanna | 41.6681 | -75.725 | RFC | PJM | PJM Interconnection, LLC |  | 22 | NR | 2 | IPP Non-CHP |  | N |  | N |  | Y | Pending | N | X |  | Pennsylvania Electric Co | 14711 | PA | 34.5 |  |  | Unknown at this time
58694 | Argand Energy Solutions, LLC | 58801 | Arba Solar, LLC | 3943 Hull Road | Snow Hill | NC | 28580 | Greene | 35.3964 | -77.7036 | SERC | DUK | Duke Energy Carolinas |  | 22 | NR | 2 | IPP Non-CHP | X | N |  | Y | QF13-98-001, QF13-98-000 | N |  |  | X |  | Duke Energy Carolinas, LLC | 5416 | NC | 23
58694 | Argand Energy Solutions, LLC | 58802 | Franklin Solar, LLC | 151 Firetower Road | Louisburg | NC | 27549 | Franklin | 36.0975 | -78.1678 | SERC | CPLE | Progress Energy Carolinas - EAST |  | 22 | NR | 2 | IPP Non-CHP |  | N |  | Y | QF12-268-001, QF12-268-000 | N |  |  | X |  | Duke Energy Progress - (NC) | 3046 | NC | 12.47
59971 | Kenansville Solar 2 LLC | 58803 | Kenansville Solar 2, LLC | 120 NC 24 and 50 Highway | Kenansville | NC | 28349 | Duplin | 34.9578 | -77.9817 | SERC | DUK | Duke Energy Carolinas |  | 22 | NR | 2 | IPP Non-CHP |  | N |  | Y | QF12-417-001, QF12-417-000 | N |  |  | X |  | Duke Energy Carolinas, LLC | 5416 | NC | 23
58694 | Argand Energy Solutions, LLC | 58804 | McCaskey Solar Farm, LLC | 2076 McCaskey Road | Williamston | NC | 27892 | Martin | 35.8594 | -77.0992 | SERC | PJM | PJM Interconnection, LLC |  | 22 | NR | 2 | IPP Non-CHP |  | N |  | Y | QF-14-345-000 | N |  |  | X |  |  |  |  | 34.5
59462 | Heelstone Energy Holdings, LLC | 58805 | Samarcand Solar Farm, LLC | 1605 Samarcand Road | Biscoe | NC | 27209 | Moore | 35.3117 | -79.695 | SERC | DUK | Duke Energy Carolinas |  | 22 | NR | 2 | IPP Non-CHP |  | N |  | Y | QF13-223-000 | N |  |  | X |  | Duke Energy Carolinas, LLC | 5416 | NC | 23
59462 | Heelstone Energy Holdings, LLC | 58806 | Albemarle Solar Center LLC | 1110 Cunningham Road | Kinston | NC | 28501 | Lenoir | 35.2931 | -77.5569 | SERC | CPLE | Progress Energy Carolinas - EAST |  | 22 | NR | 2 | IPP Non-CHP |  | N |  | Y | QF13-167-000 | N |  |  | X |  | City of Kinston - (NC) | 10345 | NC | 12.47
59389 | Boseman Center Solar, LLC | 58807 | Boseman Solar Center LLC | Gold Rock Road | Rocky Mount | NC | 27804 | Nash | 36.0081 | -77.81 | SERC | CPLE | Progress Energy Carolinas - EAST |  | 22 | NR | 2 | IPP Non-CHP |  | N |  | Y | QF13-166-000 | N |  |  | X |  | Duke Energy Progress - (NC) | 3046 | NC | 12.47
59391 | Flemming Solar Center, LLC | 58808 | Flemming Solar Center LLC | Flemming School Road | Greenville | NC | 27834 | Pitt | 35.6689 | -77.3839 | SERC | CPLE | Progress Energy Carolinas - EAST |  | 22 | NR | 2 | IPP Non-CHP |  | N |  | Y | QF13-165-000 | N |  |  | X |  | Greenville Utilities Comm | 7639 | NC | 12.47
59462 | Heelstone Energy Holdings, LLC | 58809 | Littlefield Solar Center LLC | 192 W. Littlefield Road | Ayden | NC | 28513 | Pitt | 35.4339 | -77.4381 | SERC | CPLE | Progress Energy Carolinas - EAST |  | 22 | NR | 2 | IPP Non-CHP |  | N |  | Y | QF13-171-000 | N |  |  | X |  | Duke Energy Progress - (NC) | 3046 | NC | 25
59390 | Rams Horn Solar Center, LLC | 58810 | Rams Horn Solar Center LLC | 1229 Rams Horn Road | Greenville | NC | 27834 | Pitt | 35.64 | -77.3161 | SERC | CPLE | Progress Energy Carolinas - EAST |  | 22 | NR | 2 | IPP Non-CHP |  | N |  | Y | QF13-164-000 | N |  |  | X |  | Greenville Utilities Comm | 7639 | NC | 12.47
58685 | Beaver Dam Energy LLC | 58811 | Beaver Dam | Wheelerville-Mountain Rd and B | Canton Township | PA | 17724 | Bradford | 41.6114 | -76.8431 | RFC | PJM | PJM Interconnection, LLC |  | 22 | NR | 2 | IPP Non-CHP |  | N |  | N |  | Y | EG15-86 | N | X |  | Pennsylvania Electric Co | 14711 | PA | 34.5 |  |  | Regency NEPA Gas Gathering LLC
59392 | Upchurch Solar Center, LLC | 58812 | Upchurch Solar Center LLC | 4468 Upchurch Road | Elm City | NC | 27822 | Wilson | 35.7819 | -77.8839 | SERC | CPLE | Progress Energy Carolinas - EAST |  | 22 | NR | 2 | IPP Non-CHP |  | N |  | Y | QF13-169-000 | N |  |  | X |  | City of Wilson | 20785 | NC | 15
58686 | Alpaca Energy LLC | 58813 | Alpaca | PA State Rd 414 and Glory Barn | Canton Township | PA | 17724 | Bradford | 41.6631 | -76.8056 | RFC | PJM | PJM Interconnection, LLC |  | 22 | NR | 2 | IPP Non-CHP |  | N |  | N |  | Y | EG15-85 | N | X |  | Pennsylvania Electric Co | 14711 | PA | 34 |  |  | Unknown at this time
58696 | Ignite Solar Holdings LLC | 58814 | Shasta Solar Farm | 43666 State Highway 299 East | Fall River Mills | CA | 96026 | Shasta | 41.0314 | -121.4225 | WECC | CISO | California Independent System Operator |  | 22 | NR | 2 | IPP Non-CHP | N | N |  | Y | 14-226-000 | N |  |  | X |  | Pacific Gas & Electric Co | 14328 | CA | 12
58697 | UTS Project Company HNY-1 LLC | 58815 | Hilton NY Co Gen Plant | 1335 Avenue of the Americas | New York City | NY | 10019 | New York | 40.7625 | -73.9792 | NPCC | NYIS | New York Independent System Operator |  | 22 | NR | 3 | IPP CHP |  | N |  | N |  | N |  | N | X |  | Consolidated Edison Co-NY Inc | 4226 | NY | 0.48 |  |  | CONED HILTON
58687 | Bayles Energy LLC | 58816 | Bayles | Garads Fort Rd and Carmichaels | Greene | PA | 15320 | Greene | 39.8169 | -80.0244 | RFC | PJM | PJM Interconnection, LLC |  | 22 | NR | 2 | IPP Non-CHP |  | N |  | N |  | Y | Pending | N | X |  | West Penn Power Company | 20387 | PA | 25 |  |  | Unknown at this time
58688 | Kelly Energy LLC | 58817 | Kelly | Zanot Rd and Rocky Run Rd | Toby Township | PA | 16049 | Clarion | 41.0786 | -79.565 | RFC | PJM | PJM Interconnection, LLC |  | 22 | NR | 2 | IPP Non-CHP |  | N |  | N |  | Y | Pending | N | X |  | West Penn Power Company | 20387 | PA | 25 |  |  | Unknown at this time
58689 | Milan Energy LLC | 58818 | Milan | Milan Rd and Sunnyside Rd | Milan | PA | 18831 | Bradford | 41.8944 | -76.5828 | RFC | PJM | PJM Interconnection, LLC |  | 22 | NR | 2 | IPP Non-CHP |  | N |  | N |  | Y | EG15-87 | N | X |  | Pennsylvania Electric Co | 14711 | PA | 34.5 |  |  | Unknown at this time
58691 | Shippenville Energy LLC | 58820 | Shippenville | State Route 322 and Fiberboard | Paint Township | PA | 16254 | Clarion | 41.2308 | -79.4169 | RFC | PJM | PJM Interconnection, LLC |  | 22 | NR | 2 | IPP Non-CHP |  | N |  | N |  | Y | Pending | N | X |  | Pennsylvania Electric Co | 14711 | PA | 34.5 |  |  | Unknown at this time
58692 | Florey Knob LLC | 58821 | Florey Knobb | PA State Hwy 6 and Rails Rd | Meshoppen | PA | 18657 | Wyoming | 41.5994 | -76.0092 | RFC | PJM | PJM Interconnection, LLC |  | 22 | NR | 2 | IPP Non-CHP |  | N |  | N |  | Y | Pending |  | X |  | Pennsylvania Electric Co | 14711 | PA | 34.5 |  |  | Unknown at this time
58699 | Millville City Sewer Auth WTP | 58822 | Millville City Sewer Auth WTP | 355 Fowser Road | Millville | NJ | 8332 | Cumberland | 39.3764 | -75.0331 | RFC | PJM | PJM Interconnection, LLC |  | 562 | NR | 4 | Commercial Non-CHP | Y | N |  | N |  | N |  | N | X |  | Atlantic City Electric Co | 963 | NJ | 12.47
58700 | Port Arthur Steam Energy LP | 58823 | Port Arthur Steam Energy | 2815 Coke Dock Rd | Port Arthur | TX | 77640 | Jefferson | 29.835 | -93.9622 | TRE | MISO | Midcontinent Independent Transmission System Operator, Inc.. | LNVA Canal | 22 | NR | 3 | IPP CHP |  | Y | QF-80-6-003 | N |  | N |  |  | X |  | Entergy Texas Inc. | 55937 | TX | 69
59380 | Enel Green Power NA, Inc. | 58824 | Sheldon Solar | 121 Heather Lane | Sheldon Springs | VT | 5485 | Franklin | 44.9106 | -72.9794 | NPCC | ISNE | ISO New England Inc. |  | 22 | NR | 2 | IPP Non-CHP |  | N |  | Y | QF13-405 | N |  |  | X |  | Vermont Electric Cooperative, Inc | 19791 | VT | 48
58701 | Maine Township High School Dist 207 | 58825 | MTHS Co-Gen Buildings | 1131 South Dee Rd | Park Ridge | IL | 60068 | Cook | 42.0019 | -87.8522 | RFC | PJM | PJM Interconnection, LLC |  | 22 | NR | 3 | IPP CHP |  | N |  | N |  | N |  | N | X |  | 4-County Electric Power Assn | 6641 | MS | 4.16 |  |  | Nicor
58702 | AES Energy Storage | 58826 | AES ES Tait | 2101Arbor Blvd | Dayton | OH | 45439 | Montgomery | 39.7286 | -84.2083 | RFC | PJM | PJM Interconnection, LLC |  | 22 | NR | 2 | IPP Non-CHP |  | N |  | N |  | N |  | N | X |  | Dayton Power & Light Co | 4922 | OH | 69
58378 | Jordan Hydroelectric LTD PTP | 58827 | Flannagan Hydroelectric Project | 192 Whitewater Road | Haysi | VA | 24256 | Dickenson | 37.2333 | -82.3486 | RFC | PJM | PJM Interconnection, LLC | Flannagan Dam | 22 | NR | 2 | IPP Non-CHP |  | N |  | Y | P-12740 | N |  |  | X |  |  |  |  | 12.5
58703 | Apple One LLC | 58828 | Apple One | Woodstone Drive | Newton | NC | 28658 | Catawba | 35.6294 | -81.1569 | SERC | DUK | Duke Energy Carolinas |  | 22 | NR | 2 | IPP Non-CHP |  | N |  | N |  | N |  |  | X |  | Duke Energy Carolinas, LLC | 5416 | NC | 23
58704 | Sonne Two LLC | 58829 | Sonne Two | West of Mt. Olive Church Road | Newton | NC | 28658 | Catawba | 35.6567 | -81.1836 | SERC | DUK | Duke Energy Carolinas |  | 22 | NR | 2 | IPP Non-CHP |  | N |  | N |  | N |  |  | X |  | Duke Energy Carolinas, LLC | 5416 | NC | 23
4254 | Consumers Energy Co | 58830 | Cross Winds Energy Park | 3741 West Hoppe Rd | Unionville | MI | 48767 | Tuscola | 43.6103 | -83.4856 | RFC | MISO | Midcontinent Independent Transmission System Operator, Inc.. |  | 22 | RE | 1 | Electric Utility |  | N |  | N |  | N |  |  | X |  | ITC Transmission | 56068 | MI | 345
58661 | Sustainable Power Group, LLC | 58831 | Redcrest Solar Farm | 3562 Tower Line Road | Edison | CA | 93307 | Kern | 35.3219 | -118.8128 | WECC | CISO | California Independent System Operator |  | 22 | NR | 2 | IPP Non-CHP | N | N |  | N |  | N |  | N | X |  | Pacific Gas & Electric Co | 14328 | CA | 115
58705 | Washington Gas Energy Systems | 58832 | Cogenra - TEP | 8410 S. Rita Road | Tucson | AZ | 85747 | Pima | 32.1019 | -110.8133 | WECC | TEPC | Tucson Electric Power Company |  | 22 | NR | 2 | IPP Non-CHP |  | N |  | N |  | N |  |  | X |  | Tucson Electric Power Co | 24211 | AZ | 13.8
59146 | Red Horse 2 | 58833 | Red Horse 2 | 5529 N. Muleshoe Rd. | Willcox | AZ | 85643 | Cochise | 32.2861 | -110.0881 | WECC | TEPC | Tucson Electric Power Company |  | 22 | NR | 2 | IPP Non-CHP |  | N |  | N |  | N |  |  | X |  | Tucson Electric Power Co | 24211 | AZ | 345
58709 | Richland Center Renewable Energy LLC | 58834 | Richland Center Renewable Energy LLC | 24520 County Highway RC | Richland Center | WI | 53581 | Richland | 43.3144 | -90.3731 | MRO | MISO | Midcontinent Independent Transmission System Operator, Inc.. | Well | 22 | NR | 3 | IPP CHP |  | N |  | N |  | N |  | N | X |  | American Transmission Co | 659 | WI | 12.47 |  |  | We Energies
7349 | Golden Spread Electric Cooperative, Inc | 58835 | Elk Station | 1454 CR 315 | Abernathy | TX | 79311 | Hale | 33.865 | -101.8433 | SPP | SWPP | Southwest Power Pool |  | 22 | RE | 1 | Electric Utility |  | N |  | N |  | N |  |  | X |  | Southwestern Public Service Co | 17718 | TX | 345 |  |  | Northern Natural Gas
58710 | Lakeswind Power Partners | 58836 | Lakeswind Power Partners | 29040 120th Ave. S. | Pelican Rapids | MN | 56572 | Clay | 46.7181 | -96.2119 | MRO | MISO | Midcontinent Independent Transmission System Operator, Inc.. |  | 22 | NR | 2 | IPP Non-CHP | N | N |  | N |  | Y | EG14-12 | N | X |  | Lake Region Electric Cooperative - (MN) | 10618 | MN | 115
58718 | Na Pua Makani Power Partners LLC | 58837 | Na Pua Makani Wind Project | 56-452 Kamehameha Highway | Kahuku | HI | 96731 | Honolulu | 21.6669 | -157.97 |  |  |  |  | 22 | NR | 2 | IPP Non-CHP |  | N |  | N |  | N |  |  | X |  | Hawaiian Electric Co Inc | 19547 | HI | 46
58720 | Enbridge | 58838 | Keechi Wind | 3601 FM 4 | Jacksboro | TX | 76458 | Jack | 33.1431 | -98.1611 | TRE | ERCO | Electric Reliability Council of Texas, Inc. |  | 22 | NR | 2 | IPP Non-CHP | N | N |  | N |  | N |  | N | X |  | Brazos Electric Power Coop Inc | 2172 |  | 138
58721 | Solar Sudbury One LF LLC | 58839 | Sudbury Landfill | 20 Boston Post Road | Sudbury | MA | 1776 | Middlesex | 42.3639 | -71.385 | NPCC | ISNE | ISO New England Inc. |  | 22 | NR | 2 | IPP Non-CHP | Y | N |  | N |  | N |  | N | X |  | NSTAR Electric Company | 54913 | MA | 13.8
59462 | Heelstone Energy Holdings, LLC | 58840 | Kenansville Solar Farm, LLC | 328 Bowdens Road | Kenansville | NC | 28349 | Duplin | 34.97 | -77.9761 | SERC | DUK | Duke Energy Carolinas |  | 22 | NR | 2 | IPP Non-CHP |  | N |  | Y | QF12-417-001 | N |  |  | X |  | Duke Energy Carolinas, LLC | 5416 | NC | 23
58722 | Jordan Cove Energy Project LP | 58841 | South Dunes Power Plant | Transpacific Parkway | North Bend | OR | 97459 | Coos | 43.4339 | -124.2433 | WECC | PACW | PacifiCorp - West |  | 22 | NR | 2 | IPP Non-CHP |  | N |  | N |  | N |  | N | X |  | PacifiCorp | 14354 | OR | 115 |  |  | Pacific Connector Gas Pipeline (future)
58711 | Gato Montes Solar, LLC | 58842 | Gato Montes Solar, LLC | 9070 South Rita Road | Tucson | AZ | 85747 | Pima | 32.1028 | -110.8197 | WECC | TEPC | Tucson Electric Power Company |  | 22 | NR | 2 | IPP Non-CHP |  | N |  | Y | QF 12-478-002 | N |  |  | X |  | Tucson Electric Power Co | 24211 | AZ | 13.8
58712 | Bethel Price Solar, LLC | 58843 | Bethel Price Solar, LLC | 227 Price Road | Bethel | NC | 27812 | Pitt | 35.7947 | -77.3811 | SERC | PJM | PJM Interconnection, LLC |  | 22 | NR | 2 | IPP Non-CHP |  | N |  | Y | QF14-161-000 | N |  |  | X |  | Virginia Electric & Power Co | 19876 | NC | 34.5
58713 | Dogwood Solar, LLC | 58844 | Dogwood Solar, LLC | 34880 Highway 903 | Scotland Neck | NC | 27874 | Halifax | 36.125 | -77.4092 | SERC | PJM | PJM Interconnection, LLC |  | 22 | NR | 2 | IPP Non-CHP | X | N |  | Y | QF13-579-001 | N |  |  | X |  | Virginia Electric & Power Co | 19876 | NC | 12.47
58714 | Washington Airport Solar, LLC | 58845 | Washington Airport Solar LLC | 398 Minuteman Lane | Washington | NC | 27889 | Beaufort | 35.5653 | -77.0536 | SERC | CPLE | Progress Energy Carolinas - EAST |  | 22 | NR | 2 | IPP Non-CHP |  | N |  | Y | QF13-130-002 | N |  |  | X |  | City of Washington - (NC) | 20142 | NC | 34.5
58715 | Washington Millfield Solar, LLC | 58846 | Washington Millfield Solar, LLC | 40 Millfield Road | Bath | NC | 27808 | Beaufort | 35.4994 | -76.8336 | SERC | CPLE | Progress Energy Carolinas - EAST |  | 22 | NR | 2 | IPP Non-CHP |  | N |  | Y | QF13-129-001 | N |  |  | X |  | City of Washington - (NC) | 20142 | NC | 34.5
58716 | Windsor Cooper Hill Solar, LLC | 58847 | Windsor Cooper HIill Solar, LLC | 159-D Cooper Hill Road | Windsor | NC | 27983 | Bertie | 35.9819 | -76.9178 | SERC | PJM | PJM Interconnection, LLC |  | 22 | NR | 2 | IPP Non-CHP |  | N |  | Y | QF14-160-000 | N |  |  | X |  | Town of Windsor- (NC) | 20811 | NC | 12.47
3046 | Duke Energy Progress - (NC) | 58848 | Warsaw Farm | 755 Penny Branch Rd | Warsaw | NC | 28398 | Duplin | 35.0056 | -78.1258 | SERC | CPLE | Progress Energy Carolinas - EAST |  | 22 | RE | 1 | Electric Utility |  | N |  | N |  | N |  |  | X |  | Duke Energy Progress - (NC) | 3046 | NC | 22.9
58724 | Castalia Solar LLC | 58849 | Castalia Solar | 10677 N Carolina 58 | Castalia | NC | 27816 | Nash | 36 | -77.7833 | SERC | CPLE | Progress Energy Carolinas - EAST |  | 22 | NR | 2 | IPP Non-CHP |  | N |  | Y | QF13-117-000 | N |  |  | X |  | Duke Energy Progress - (NC) | 3046 | NC | 22.86
58726 | Oakboro Farm LLC | 58851 | Oakboro Farm | 17008 Springs Mill Rd | Laurinburg | NC | 28352 | Scotland | 34.7958 | -79.5383 | SERC | DUK | Duke Energy Carolinas |  | 22 | NR | 2 | IPP Non-CHP |  | N |  | Y | QF13-10 | N |  |  | X |  | Duke Energy Carolinas, LLC | 5416 | NC | 22.86
58728 | McKenzie Farm LLC | 58853 | McKenzie Farm | 522 Fitter Hill Rd | Whiteville | NC | 28427 | Columbus | 34.3239 | -78.6919 | SERC | CPLE | Progress Energy Carolinas - EAST |  | 22 | NR | 2 | IPP Non-CHP |  | N |  | Y | QF13-186 | N |  |  | X |  | Duke Energy Progress - (NC) | 3046 | NC | 22.86
58729 | Nash 58 Farm LLC | 58854 | Nash 58 Farm | 6657 North NC 58 | Nashville | NC | 27856 | Nash | 36.0472 | -78.0308 | SERC | CPLE | Progress Energy Carolinas - EAST |  | 22 | NR | 2 | IPP Non-CHP |  | N |  | Y | QF13-368 | N |  |  | X |  | Duke Energy Progress - (NC) | 3046 | NC | 22.86
58730 | Nash 64 Farm LLC | 58855 | Nash 64 Farm | Rockwool St | Spring Hope | NC | 27882 | Nash | 35.9494 | -78.0925 | SERC | CPLE | Progress Energy Carolinas - EAST |  | 22 | NR | 2 | IPP Non-CHP |  | N |  | Y | QF13-230 | N |  |  | X |  | Duke Energy Progress - (NC) | 3046 | NC | 22.86
58732 | Pate Farm LLC | 58856 | Pate Farm | 40 Milk Dairy Rd | Red Springs | NC | 28377 | Robeson | 34.8167 | -79.1994 | SERC | CPLE | Progress Energy Carolinas - EAST |  | 22 | NR | 2 | IPP Non-CHP |  | N |  | Y | QF 13-229-000 | N |  |  | X |  | Duke Energy Progress - (NC) | 3046 | NC | 22.86
58740 | Erwin Farm LLC | 58859 | Erwin Farm | 311 Erwin Access Rd | Erwin | NC | 28339 | Harnett | 35.3333 | -78.6614 | SERC | CPLE | Progress Energy Carolinas - EAST |  | 22 | NR | 2 | IPP Non-CHP |  | N |  | Y | QF13-454 | N |  |  | X |  | Duke Energy Progress - (NC) | 3046 | NC | 22.86
58738 | Sigmon Catawba Farm LLC | 58861 | Sigmon Catawba Farm | 2685 Sigmon Dairy Rd | Newton | NC | 28658 | Catawba | 35.6122 | -81.2433 | SERC | DUK | Duke Energy Carolinas |  | 22 | NR | 2 | IPP Non-CHP |  | N |  | Y | QF 13-462-001 | N |  |  | X |  | Duke Energy Carolinas, LLC | 5416 | NC | 12.4
58736 | Wagstaff Farm LLC | 58862 | Wagstaff Farm 1 | 945 Woodsdale Rd | Roxboro | NC | 27574 | Person | 36.4586 | -78.9567 | SERC | CPLE | Progress Energy Carolinas - EAST |  | 22 | NR | 2 | IPP Non-CHP |  | N |  | Y | QF13-6 | N |  |  | X |  | Duke Energy Progress - (NC) | 3046 | NC | 22.86
58735 | Waco Farm LLC | 58863 | Waco Farm | 399 Devenny Street | Waco | NC | 28169 | Cleveland | 35.3522 | -81.4261 | SERC | DUK | Duke Energy Carolinas |  | 22 | NR | 2 | IPP Non-CHP |  | N |  | Y | QF 12-173-001 | N |  |  | X |  | Duke Energy Carolinas, LLC | 5416 | NC | 12.4
58734 | Sunfish Farm LLC | 58864 | Sunfish Farm | 8300 Kennebec Rd | Willow Spring | NC | 27592 | Wake | 35.5581 | -78.7358 | SERC | CPLE | Progress Energy Carolinas - EAST |  | 22 | NR | 2 | IPP Non-CHP |  | N |  | Y | QF13-671 | N |  |  | X |  | Duke Energy Progress - (NC) | 3046 | NC | 22.86
58748 | Clean Energy LLC | 58865 | Reventure Park | 11701 Mt. Holly Rd | Charlotte | NC | 28214 | Mecklenburg | 35.2944 | -80.9989 | SERC | DUK | Duke Energy Carolinas |  | 22 | NR | 3 | IPP CHP |  | Y | QF13-41-000 | Y | QF13-41-000 | N |  | N | X |  | Duke Energy Carolinas, LLC | 5416 | NC | 12.47 |  |  | TxGas
58743 | Garrell Solar Farm LLC | 58866 | Garrell Solar Farm | 2681 Georgia Pacific Rd | Chadbourn | NC | 28341 | Columbus | 34.3253 | -78.7931 | SERC | CPLE | Progress Energy Carolinas - EAST |  | 22 | NR | 2 | IPP Non-CHP |  | N |  | Y | QF12-472-001 | N |  |  | X |  | Duke Energy Progress - (NC) | 3046 | NC | 22.86
58744 | Angier Farm LLC | 58867 | Angier Farm | 601 Rawls Church Rd | Angier | NC | 27501 | Harnett | 35.5164 | -78.75 | SERC | CPLE | Progress Energy Carolinas - EAST |  | 22 | NR | 2 | IPP Non-CHP |  | N |  | Y | QF13-182 | N |  |  | X |  | Duke Energy Progress - (NC) | 3046 | NC | 22.86
58745 | Blandenboro Farm LLC | 58868 | Bladenboro Farm | 700 Forrest Drive | Bladenboro | NC | 28320 | Bladen | 34.535 | -78.8131 | SERC | CPLE | Progress Energy Carolinas - EAST |  | 22 | NR | 2 | IPP Non-CHP |  | N |  | Y | SP-2296 | N |  |  | X |  | Duke Energy Progress - (NC) | 3046 | NC | 22.86
58749 | Rentech Nitrogen Pasadena LLC | 58870 | Rentech Nitrogen Pasadena Cogeneration | 2001 Jackson Road | Pasadena | TX | 77506 | Harris | 29.7394 | -95.1947 | TRE | ERCO | Electric Reliability Council of Texas, Inc. | Municipality | 22 | NR | 3 | IPP CHP |  | N |  | N |  | N |  | N | X |  | CenterPoint Energy | 8901 | TX | 69
58750 | Berkley East Solar, LLC | 58871 | Berkley East Solar LLC | 2 Myricks Street | Berkley | MA | 2779 | Bristol | 41.8239 | -71.0414 | NPCC | ISNE | ISO New England Inc. |  | 22 | NR | 2 | IPP Non-CHP |  | N |  | Y | QF13-391 | N |  |  | X |  | City of Taunton | 18488 | MA | 13.8
12647 | ALLETE, Inc. | 58872 | Bison 4 Wind Energy Center | 5198 30th St. | New Salem | ND | 58563 | Morton | 46.98 | -101.5547 | MRO | MISO | Midcontinent Independent Transmission System Operator, Inc.. |  | 22 | RE | 1 | Electric Utility |  | N |  | N |  | N |  |  | X |  | ALLETE, Inc. | 12647 | MN | 230
58756 | Albany Engineering Corporation | 58873 | Stuyvesant Falls | 27 County Route 25A | Stuyvesant | NY | 12173 | Columbia | 42.3514 | -73.7339 | NPCC | NYIS | New York Independent System Operator | Kinderhook Creek | 22 | NR | 2 | IPP Non-CHP |  | N |  | Y | P-2696 | N |  | N | X |  | National Grid Generation, LLC | 26751 |  | 34.5
59462 | Heelstone Energy Holdings, LLC | 58874 | Dement Farm LLC | 5859 S. NC 39 Hwy. | Henderson | NC | 27536 | Vance | 36.27 | -78.3483 | SERC | CPLE | Progress Energy Carolinas - EAST |  | 22 | NR | 2 | IPP Non-CHP |  | N |  | Y | 13-8-000 | N |  |  | X |  | Duke Energy Progress - (NC) | 3046 | NC | 22
58695 | Coronal Development Services | 58876 | Fusion Solar Center LLC | 130 Inland Road | Baltic | CT | 6330 | New London | 41.6239 | -72.0431 | NPCC | ISNE | ISO New England Inc. |  | 22 | NR | 2 | IPP Non-CHP |  | N |  | N |  | N |  |  | X |  | Connecticut Light & Power Co | 4176 | CT | 23
15477 | Public Service Elec & Gas Co | 58877 | Kinsley Landfill Solar | 2025 Delsea Drive | Sewell | NJ | 8080 | Gloucester | 39.7933 | -75.1064 | RFC | PJM | PJM Interconnection, LLC |  | 22 | RE | 1 | Electric Utility | N | N |  | N |  | N |  | N | X |  | Public Service Elec & Gas Co | 15477 | NJ | 230
58758 | CPV Smyth Generation Company LLC | 58878 | CPV Smyth Generation Company LLC | 500-700 Mulberry Lane | Atkins | VA | 24311 | Smyth | 36.8558 | -81.4133 | SERC | PJM | PJM Interconnection, LLC |  | 22 | NR | 2 | IPP Non-CHP |  | N |  | N |  | N |  | N | X |  | Appalachian Power Co | 733 | VA | 765 |  |  | Spectra
59462 | Heelstone Energy Holdings, LLC | 58879 | Duplin Solar LLC | 181 Revelle Rd | Warsaw | NC | 28398 | Duplin | 35.0119 | -78.0783 | SERC | DUK | Duke Energy Carolinas |  | 22 | NR | 2 | IPP Non-CHP |  | N |  | Y | 13-109-000 | N |  |  | X |  | Duke Energy Carolinas, LLC | 5416 | NC | 22
59462 | Heelstone Energy Holdings, LLC | 58880 | North Carolina Solar III LLC | 8621 Gibson Rd | Gibson | NC | 28343 | Scotland | 34.7667 | -79.5597 | SERC | DUK | Duke Energy Carolinas |  | 22 | NR | 2 | IPP Non-CHP |  | N |  | Y | 12-505-001 | N |  |  | X |  | Duke Energy Carolinas, LLC | 5416 | NC | 22
58753 | Sunlight General Morris Solar LLC | 58881 | County College of Morris | 214 Center Grove Rd | Randolph | NJ | 7869 | Morris | 40.8567 | -74.5814 | RFC | PJM | PJM Interconnection, LLC |  | 611 | NR | 4 | Commercial Non-CHP | Y | N |  | N |  | N |  | N | X |  | Jersey Central Power & Lt Co | 9726 | NJ | 12.5
58754 | Sunlight General Mercer Solar LLC | 58882 | Mercer County Community College | 1200 Old Trenton Rd | West Windsor | NJ | 8550 | Mercer | 40.2558 | -74.6453 | RFC | PJM | PJM Interconnection, LLC |  | 611 | NR | 4 | Commercial Non-CHP | Y | N |  | N |  | N |  |  | X |  | Public Service Elec & Gas Co | 15477 | NJ | 26
12341 | MidAmerican Energy Co | 58883 | Highland Wind Project (IA) | 3948 Starling Ave | Primghar | IA | 51245 | O'Brien | 43.0803 | -95.6561 | MRO | MISO | Midcontinent Independent Transmission System Operator, Inc.. |  | 22 | RE | 1 | Electric Utility |  | N |  | N |  | N |  |  | X |  | MidAmerican Energy Co | 12341 | IA | 345
12341 | MidAmerican Energy Co | 58884 | Lundgren Wind Project | 2112 250th St | Otho | IA | 50569 | Webster | 42.3347 | -94.1708 | MRO | MISO | Midcontinent Independent Transmission System Operator, Inc.. |  | 22 | RE | 1 | Electric Utility |  | N |  | N |  | N |  |  | X |  | MidAmerican Energy Co | 12341 | IA | 345
12341 | MidAmerican Energy Co | 58885 | Macksburg Wind Project | 310 E North St. | Macksburg | IA | 50155 | Madison | 41.2092 | -94.1036 | MRO | MISO | Midcontinent Independent Transmission System Operator, Inc.. |  | 22 | RE | 1 | Electric Utility |  | N |  | N |  | N |  |  | X |  | MidAmerican Energy Co | 12341 | IA | 161
12341 | MidAmerican Energy Co | 58886 | Wellsburg Wind Project | 15087 205th St. | Wellsburg | IA | 50680 | Grundy | 42.3908 | -92.9667 | MRO | MISO | Midcontinent Independent Transmission System Operator, Inc.. |  | 22 | RE | 1 | Electric Utility |  | N |  | N |  | N |  |  | X |  | MidAmerican Energy Co | 12341 | IA | 161 |  |  | MidAmerican Energy Company
58760 | FPC Services Inc. | 58887 | Com Adam 1WF-1 | 1973 Tower Rd | Sublette | IL | 61367 | Lee | 41.6603 | -89.2497 | RFC | PJM | PJM Interconnection, LLC |  | 22 | NR | 2 | IPP Non-CHP |  | N |  | Y | QF07-120-001 | N |  |  | X |  | Commonwealth Edison Co | 4110 | IL | 34.5
58761 | White Camp Solar LLC | 58888 | White Camp Solar | 2051 State Highway 208 | Girard | TX | 77329 | Kent | 33.3442 | -100.8336 | TRE | ERCO | Electric Reliability Council of Texas, Inc. |  | 22 | NR | 2 | IPP Non-CHP |  | N |  | N |  | N |  |  | X |  | AEP Texas North Company | 20404 | TX | 138
58759 | Perpetual Energy Systems | 58889 | ASTI | 26150 Asti Rd | Cloverdale | CA | 95427 | Sonoma | 38.7614 | -122.9753 | WECC | CISO | California Independent System Operator |  | 22 | NR | 2 | IPP Non-CHP |  | N |  | N |  | N |  | N | X |  | Pacific Gas & Electric Co | 14328 | CA | 480
58759 | Perpetual Energy Systems | 58890 | Beringer | 2000 Main Street | Saint Helena | CA | 94574 | Sonoma | 38.5108 | -122.4797 | WECC | CISO | California Independent System Operator |  | 22 | NR | 2 | IPP Non-CHP |  | N |  | N |  | N |  | N | X |  | Pacific Gas & Electric Co | 14328 | CA | 480
57480 | Heritage Garden Wind Farm I LLC | 58891 | Big Turtle Wind Farm, LLC | 1717 N. Minden Road | Harbor Beach | MI | 48441 | Huron | 43.8508 | -82.7825 | RFC | MISO | Midcontinent Independent Transmission System Operator, Inc.. |  | 22 | NR | 2 | IPP Non-CHP |  | N |  | N |  | N |  |  | X |  | ITC Transmission | 56068 | MI | 120
58764 | Origis Energy USA, Inc | 58892 | Camilla Solar Plant | 3010 Mount Zion Church Road | Pelham | GA | 31779 | Mitchell | 31.1839 | -84.1319 | SERC | SOCO | Southern Company Services, Inc. - Trans |  | 22 | NR | 2 | IPP Non-CHP |  | N |  | Y | QF12-84-001 | N |  | N | X |  | Georgia Power Co | 7140 | GA | 46
58764 | Origis Energy USA, Inc | 58893 | Camp Solar Plant | 1763 River Cove Road | Woodbury | GA | 30293 | Meriwether | 32.9647 | -84.5439 | SERC | SOCO | Southern Company Services, Inc. - Trans |  | 22 | NR | 2 | IPP Non-CHP |  | N |  | Y | QF12-85-001 | N |  | N | X |  | Georgia Power Co | 7140 | GA | 12.46
58763 | LotusWorks-Summit Ridge I, LLC | 58894 | Summit Ridge I Wind Farm | Center Ridge Road | Wasco | OR | 97021 | Wasco | 45.4517 | -120.9417 | WECC | BPAT | Bonneville Power Administration |  | 22 | NR | 2 | IPP Non-CHP |  | N |  | N |  | N |  |  | X |  | Bonneville Power Administration | 1738 | OR | 230
58769 | Sunlight General Somerset Solar LLC | 58896 | Patriots Stadium | 860 East Main St | Bridgewater | NJ | 8807 | Somerset | 40.5606 | -74.5514 | RFC | PJM | PJM Interconnection, LLC |  | 711 | NR | 4 | Commercial Non-CHP | Y | N |  | N |  | N |  |  | X |  | Public Service Elec & Gas Co | 15477 | NJ | 0.48
58767 | Temple University | 58897 | Temple SEGF | 1820-60 N 10th Street | Philadelphia | PA | 19122 | Philadelphia | 39.98 | -75.1506 | RFC | PJM | PJM Interconnection, LLC | Delaware River | 611 | NR | 4 | Commercial Non-CHP |  | N |  | N |  | N |  | N | X |  | PECO Energy Co | 14940 | PA | 13.2 |  |  | 1) Transco 2) Texas Eastern
57170 | EDF Renewable Asset Holdings, Inc. | 58898 | Pilot Hill Wind Farm | 8753 W 8000 South Rd. | Herscher | IL | 60901 | Kankakee | 40.9992 | -88.0562 | RFC | PJM | PJM Interconnection, LLC |  | 22 | NR | 2 | IPP Non-CHP |  | N |  | N |  | N |  |  | X |  | Commonwealth Edison Co | 4110 | IL | 138
15473 | Public Service Co of NM | 58899 | Prosperity Energy Storage Facility | 1100 Los Picaros | Albuquerque | NM | 87107 | Bernalillo | 35.0019 | -106.6372 | WECC | PNM | Public Service Company of New Mexico |  | 22 | RE | 1 | Electric Utility |  | N |  | N |  | N |  | N | X |  | Public Service Co of NM | 15473 | NM | 12.47
58770 | Balko Wind LLC | 58900 | Balko Wind LLC |  | Balko | OK | 73931 | Beaver | 36.5181 | -100.8472 | SPP | SWPP | Southwest Power Pool |  | 22 | NR | 2 | IPP Non-CHP | N | N |  | N |  | N |  | N | X |  | Oklahoma Gas & Electric Co | 14063 | OK | 345
58771 | Tri-County Water Conservancy District | 58901 | Tri-County Water Hydropower Project | 31297 Highway 550 | Ridgway | CO | 81432 | Ouray | 38.2392 | -107.7581 | WECC | WACM | Western Area Power Administration - Rocky Mountain Region | Ridgway Reservoir | 22 | NR | 2 | IPP Non-CHP |  | N |  | N |  | N |  | N | X |  | Tri-State G & T Assn, Inc | 30151 |  | 115
58773 | Kingfisher Wind LLC | 58902 | Kingfisher Wind LLC |  | Kingfisher | OK | 73750 | Kingfisher | 35.7703 | -97.7997 | SPP | SWPP | Southwest Power Pool |  | 22 | NR | 2 | IPP Non-CHP | N | N |  | N |  | N |  | N | X |  | Oklahoma Gas & Electric Co | 14063 | OK | 345
58783 | Marseilles Land and Water Company | 58903 | Marseilles Lock and Dam Hydro | 250 Main Street | Marseilles | IL | 61341 | LaSalle | 41.3278 | -88.7011 | MRO | MISO | Midcontinent Independent Transmission System Operator, Inc.. | Illinois River | 22 | NR | 2 | IPP Non-CHP |  | N |  | N |  | N |  | N | X |  | Ameren Illinois Company | 56697 | IL | 34.5
58784 | Fourmile Wind Energy, LLC | 58904 | Fourmile Ridge | 1114 Frostburg Rd | Frostburg | MD | 21532 | Garrett | 39.6411 | -79.0111 | RFC | PJM | PJM Interconnection, LLC |  | 22 | NR | 2 | IPP Non-CHP |  | N |  | N |  | N |  |  | X |  | The Potomac Edison Company | 15263 | MD | 138
58775 | Sol Orchard San Diego 22 LLC | 58906 | Valley Center 1 | 15155 Vesper Road | Valley Center | CA | 92082 | San Diego | 33.2342 | -117.0017 | WECC | CISO | California Independent System Operator |  | 22 | NR | 2 | IPP Non-CHP |  | N |  | Y | QF13-653 | N |  | N | X |  | San Diego Gas & Electric Co | 16609 | CA | 12
58776 | Sol Orchard San Diego 23 LLC | 58907 | Valley Center 2 | 15155 Vesper Road | Valley Center | CA | 92082 | San Diego | 33.2342 | -117.0017 | WECC | CISO | California Independent System Operator |  | 22 | NR | 2 | IPP Non-CHP |  | N |  | Y | QF13-653 | N |  |  | X |  | San Diego Gas & Electric Co | 16609 | CA | 12
58785 | Beebe 1B Renewable Energy, LLC | 58908 | Beebe 1B | 5176 E Pierce Rd | Ithaca | MI | 48847 | Gratiot | 43.2569 | -84.4997 | RFC | MISO | Midcontinent Independent Transmission System Operator, Inc.. |  | 22 | NR | 2 | IPP Non-CHP |  | N |  | N |  | N |  |  | X |  | Michigan Electric Transmission Company | 56163 | MI | 345
58786 | Sol Orchard San Diego 20 LLC | 58909 | Ramona 1 | 1650 Warnock Drive | Ramona | CA | 92065 | San Diego | 33.0122 | -116.875 | WECC | CISO | California Independent System Operator |  | 22 | NR | 2 | IPP Non-CHP |  | N |  | Y | QF13-656 | N |  |  | X |  | San Diego Gas & Electric Co | 16609 | CA | 12
58768 | Pondera Development LLC | 58910 | CPV Pondera King Energy Center | 12921 Lockwood Rd | Houston | TX | 77044 | Harris | 29.9089 | -95.2169 | TRE | ERCO | Electric Reliability Council of Texas, Inc. | Municiplaity | 22 | NR | 2 | IPP Non-CHP |  | N |  | N |  | N |  | N | X |  | CenterPoint Energy | 8901 | TX | 345 |  |  | There may be multiple gas pipelines
58787 | Sol Orchard San Diego 21 LLC | 58911 | Ramona 2 | 1650 Warnock Drive | Ramona | CA | 92065 | San Diego | 33.0122 | -116.875 | WECC | CISO | California Independent System Operator |  | 22 | NR | 2 | IPP Non-CHP |  | N |  | Y | QF13-653 | N |  |  | X |  | San Diego Gas & Electric Co | 16609 | CA | 12
57104 | Golden Springs Development Company LLC | 58912 | Santa Fe Springs Rooftop Solar BLDG M | 13300 Carmenita Road | Santa Fe Springs | CA | 90670 | Los Angeles | 33.9108 | -118.0444 | WECC | CISO | California Independent System Operator |  | 22 | NR | 2 | IPP Non-CHP |  | N |  | N |  | N |  | N | X |  | Southern California Edison Co | 17609 | CA | 12
57104 | Golden Springs Development Company LLC | 58913 | Santa Fe Springs Rooftop Solar BLDG H | 13220 Orden Drive | Santa Fe Springs | CA | 90670 | Los Angeles | 33.9108 | -118.0444 | WECC | CISO | California Independent System Operator |  | 22 | NR | 2 | IPP Non-CHP |  | N |  | N |  | N |  | N | X |  | Southern California Edison Co | 17609 | CA | 12
58789 | DOD USMC Marine Air Ground Combat | 58914 | MCAGCC Cogen Plant | MCAGCC | Twentynine Palms | CA | 92278 | San Bernardino | 34.2372 | -116.0542 | WECC | CISO | California Independent System Operator |  | 22 | NR | 3 | IPP CHP |  | N |  | N |  | N |  | N | X |  | Southern California Edison Co | 17609 | CA | 34.5 |  |  | Southern California Gas Company line
58790 | Copper Mountain Solar 3, LLC | 58915 | Copper Mountain Solar 3 | 15301 Hwy US 95 South | Boulder City | NV | 89006 | Clark | 35.8894 | -114.9579 | WECC | LDWP | Los Angeles Department of Water and Power |  | 22 | NR | 2 | IPP Non-CHP |  | N |  | N |  | Y | 14-32-000 | N | X |  | Los Angeles Department of Water & Power | 11208 | CA | 525
58661 | Sustainable Power Group, LLC | 58917 | Tioga Solar Morris County 1 LLC | 161 East Hannover Ave | Morristown | NJ | 7960 | Morris | 40.8153 | -74.4758 | RFC | PJM | PJM Interconnection, LLC |  | 713 | NR | 4 | Commercial Non-CHP | Y | N |  | N |  | N |  | N | X |  | Jersey Central Power & Lt Co | 9726 | NJ | 12.47
58791 | Pristine Sun LLC | 58918 | 2081 Terzian Solar Project | 4735 South Englehart Ave | Reedley | CA | 93654 | Fresno | 36.67 | -119.4158 | WECC | CISO | California Independent System Operator |  | 22 | NR | 2 | IPP Non-CHP | N | N |  | N |  | N |  | N | X |  | Pacific Gas & Electric Co | 14328 | CA | 12
58791 | Pristine Sun LLC | 58919 | 2127 Harris Solar Project | 11160 Hampton Road | Live Oak | CA | 95953 | Butte | 39.2917 | -121.6697 | WECC | CISO | California Independent System Operator |  | 22 | NR | 2 | IPP Non-CHP | N | N |  | N |  | N |  | N | X |  | Pacific Gas & Electric Co | 14328 | CA | 12
58791 | Pristine Sun LLC | 58920 | 2097 Helton Solar Project | 1219 West Tahoe Street | Merced | CA | 95348 | Merced | 37.3522 | -120.5069 | WECC | CISO | California Independent System Operator |  | 22 | NR | 2 | IPP Non-CHP | N | N |  | N |  | N |  | N | X |  | Pacific Gas & Electric Co | 14328 | CA | 12
58383 | CH4 Biogas LLC | 58921 | Napoleon Biogas | 12329 County Road P-3 | Napoleon | OH | 43545 | Henry | 41.3556 | -84.1025 | RFC | PJM | PJM Interconnection, LLC |  | 22 | NR | 2 | IPP Non-CHP |  | N |  | Y | QF11-285-000 | N |  |  | X |  | The Toledo Edison Co | 18997 | OH | 13.2 |  |  | Ohio Gas Energy Services Company
58793 | Missouri University of Science and Technology | 58923 | Missouri S&T - Power Plant | 1300 North State Street | Rolla | MO | 65409 | Phelps | 37.9539 | -91.7744 | SERC | MISO | Midcontinent Independent Transmission System Operator, Inc.. | Municipality | 22 | NR | 2 | IPP Non-CHP |  | N |  | N |  | N |  | N | X |  | City of Rolla - (MO) | 16259 | MO | 34.5
58794 | American Wind Energy Management Corp. | 58924 | Sugar Creek Wind One LLC | TBD | TBD | IL | 62656 | Logan | 40.0742 | -89.2919 | SERC | MISO | Midcontinent Independent Transmission System Operator, Inc.. |  | 22 | NR | 2 | IPP Non-CHP |  | N |  | N |  | N |  | N | X |  | Ameren Illinois Company | 56697 | IL | 138
58794 | American Wind Energy Management Corp. | 58925 | Sangamon Wind One LLC | TBD | TBD | IL | 62677 | Sangamon | 39.8219 | -89.9558 | SERC | MISO | Midcontinent Independent Transmission System Operator, Inc.. |  | 22 | NR | 2 | IPP Non-CHP |  | N |  | N |  | N |  |  | X |  | Ameren Illinois Company | 56697 | IL | 69
58794 | American Wind Energy Management Corp. | 58926 | Sangamon Wind Two LLC | TBD | TBD | IL | 62677 | Sangamon | 39.8022 | -89.8625 | SERC | MISO | Midcontinent Independent Transmission System Operator, Inc.. |  | 22 | NR | 2 | IPP Non-CHP |  | N |  | N |  | N |  |  | X |  | Ameren Illinois Company | 56697 | IL | 138
58795 | Hamilton Wind Energy LLC | 58927 | Story City Wind Project | 55090 100th Street | Story City | IA | 50248 | Story | 42.2081 | -93.5994 | MRO | MISO | Midcontinent Independent Transmission System Operator, Inc.. |  | 22 | NR | 2 | IPP Non-CHP |  | N |  | N |  | N |  |  | X |  | ITC Midwest LLC | 56161 |  | 12.47
58796 | Trishe Wind Colorado | 58928 | Trishe Wind Colorado |  | Haxtun | CO | 80731 | Phillips | 40.6272 | -102.6264 | WECC | WACM | Western Area Power Administration - Rocky Mountain Region |  | 22 | NR | 2 | IPP Non-CHP |  | N |  | N |  | N |  |  | X |  | WAPA-- Western Area Power Administration | 27000 | CO | 115
12286 | Melrose Public Utilities | 58929 | Melrose 2 | 116 8th Ave NE | Melrose | MN | 56352 | Stearns | 45.6764 | -94.8019 | MRO | MISO | Midcontinent Independent Transmission System Operator, Inc.. |  | 22 | RE | 1 | Electric Utility |  | N |  | N |  | N |  |  | X |  | Melrose Public Utilities | 12286 | MN | 12.47
58766 | FGE Texas II LLC | 58930 | FGE Texas II | County Road 266 | Westbrook | TX | 79565 | Mitchell | 32.3092 | -101.0242 | TRE | ERCO | Electric Reliability Council of Texas, Inc. |  | 22 | NR | 2 | IPP Non-CHP |  | N |  | N |  | N |  | N | X |  |  |  |  | 345 |  |  | Enterprise Texas
58765 | FGE Texas I LLC | 58931 | FGE Texas I | County Road 266 | Westbrook | TX | 79565 | Mitchell | 32.3086 | -101.0261 | TRE | ERCO | Electric Reliability Council of Texas, Inc. |  | 22 | NR | 2 | IPP Non-CHP |  | N |  | N |  | N |  | N | X |  | Oncor Electric Delivery Company LLC | 44372 | TX | 345 |  |  | Enterprise Texas Pipeline LLC
58797 | Norsemen Wind Energy, LLC | 58932 | Traer Wind Project | 1937 QQ Ave | Traer | IA | 50675 | Tama | 42.1614 | -92.4425 | MRO | MISO | Midcontinent Independent Transmission System Operator, Inc.. |  | 22 | NR | 2 | IPP Non-CHP |  | N |  | N |  | N |  |  | X |  | ITC Midwest LLC | 56161 |  | 12.47
58798 | Shell Chemical Appalachia LLC | 58933 | Shell Chemical Appalachia LLC | Frankfort Road, Potter Townshi | Monaca | PA | 15061 | Beaver | 40.6717 | -80.3364 | RFC | PJM | PJM Interconnection, LLC |  | 32511 | NR | 6 | Industrial Non-CHP |  | N |  | N |  | N |  | N | X |  | Duquesne Light Co | 5487 | PA | 138 |  |  | TBD
58801 | Integrys MA Solar, LLC | 58934 | Integrys MA Solar, LLC - Ashburnham Site | 60 Murray Road | Ashburnham | MA | 1430 | Worcester | 42.5994 | -71.9419 | NPCC | ISNE | ISO New England Inc. |  | 22 | NR | 2 | IPP Non-CHP |  | N |  | Y | QF14-132-000 | N |  |  | X |  | Town of Ashburnham - (MA) | 902 | MA | 13.8
58800 | Cross Pollination Inc | 58935 | Open View Solar Farm | 7263 Ethan Allen Highway | New Haven | VT | 5472 | Addison | 44.1394 | -73.2039 | NPCC | ISNE | ISO New England Inc. |  | 22 | NR | 2 | IPP Non-CHP | N | N |  | Y | QF 13-292-000 | N |  | N | X |  | Green Mountain Power Corp | 7601 | VT | 12.47
58802 | Walpole Solar 2, LLC | 58936 | Walpole Solar 2 | 33 Industrial Road | Walpole | MA | 2081 | Norfolk | 42.1172 | -71.2658 | NPCC | ISNE | ISO New England Inc. |  | 22 | NR | 2 | IPP Non-CHP | X | N |  | Y | QF 14-47 | N |  | N | X |  | NSTAR Electric Company | 54913 | MA | 15.2
58803 | Gardner Solar 1, LLC | 58937 | Gardner Solar 1 | 760 West Street | Gardner | MA | 1440 | Worcester | 42.5864 | -72.0308 | NPCC | ISNE | ISO New England Inc. |  | 22 | NR | 2 | IPP Non-CHP |  | N |  | Y | QF 14-46 | N |  | N | X |  | Massachusetts Electric Co | 11804 | MA | 15.2
59380 | Enel Green Power NA, Inc. | 58938 | Origin Wind | 1593 Indian Road | Hennepin | OK | 73444 | Murray | 34.4461 | -97.2697 | SPP | SWPP | Southwest Power Pool |  | 22 | NR | 2 | IPP Non-CHP |  | N |  | N |  | N |  |  | X |  | Oklahoma Gas & Electric Co | 14063 | OK | 138
57421 | BayWa r.e Wind LLC | 58939 | Anderson Wind I | 3643 Aberdeen Road | Hagerman | NM | 88232 | Chaves | 33.0294 | -103.8558 | SPP | SWPP | Southwest Power Pool |  | 22 | NR | 2 | IPP Non-CHP | X | N |  | Y | QF14-470-001 | N |  | N | X |  | Lea County Electric Coop, Inc | 10817 | NM | 69
57421 | BayWa r.e Wind LLC | 58940 | Anderson Wind II | 3643 Aberdeen Road | Hagerman | NM | 88232 | Chaves | 33.0139 | -103.865 | SPP | SWPP | Southwest Power Pool |  | 22 | NR | 2 | IPP Non-CHP | X | N |  | Y | QF11-443-002 | N |  | N | X |  | Lea County Electric Coop, Inc | 10817 | NM | 69
58804 | Lake Erie Energy Development Corp | 58941 | Icebreaker Offshore Wind Farm | 5251 N Marginal Road | Cleveland | OH | 44115 | Cuyahoga | 41.6058 | -81.8058 | RFC | PJM | PJM Interconnection, LLC |  | 22 | NR | 2 | IPP Non-CHP | N | N |  | N |  | N |  | N | X |  | City of Cleveland - (OH) | 3762 | OH | 69
58808 | Rockville Solar I LLC | 58942 | Rockville Solar I LLC | 7601 Rockville Road | Indianapolis | IN | 46231 | Marion | 39.7631 | -86.3011 | RFC | MISO | Midcontinent Independent Transmission System Operator, Inc.. |  | 22 | NR | 2 | IPP Non-CHP |  | N |  | N |  | N |  |  | X |  | Indianapolis Power & Light Co | 9273 | IN | 13.2
59369 | HXOap Solar One, LLC | 58943 | Halifax | 460 Airport Road | Roanoke Rapids | NC | 27879 | Halifax | 36.4419 | -77.7114 | SERC | PJM | PJM Interconnection, LLC |  | 22 | NR | 2 | IPP Non-CHP |  | N |  | Y | 13-374 | N |  | N | X |  | Virginia Electric & Power Co | 19876 | NC | 34.5 | 13.2
39347 | East Texas Electric Coop, Inc | 58944 | Woodville Renewable Power Project | 1580 CR 1020 | Woodville | TX | 75979 | Tyler | 30.7483 | -94.4375 | SERC | MISO | Midcontinent Independent Transmission System Operator, Inc.. | City of Woodville Wastewater | 22 | RE | 1 | Electric Utility |  | N |  | N |  | N |  | N | X |  | Entergy Texas Inc. | 55937 | TX | 138
58809 | Simonds International | 58945 | Simonds | 135 Intervale Rd | Fitchburg | MA | 1420 | Middlesex | 42.5678 | -71.7739 | NPCC | ISNE | ISO New England Inc. | well | 22 | NR | 3 | IPP CHP |  | N |  | N |  | N |  | N | X |  | Unitil Energy Systems | 24590 | NH | 13.8 |  |  | Unitil
58811 | Ameresco Dallas LLC | 58946 | Ameresco Dallas LLC | 10011 Log Cabin Road | Dallas | TX | 75253 | Dallas | 32.6486 | -96.6444 | TRE | ERCO | Electric Reliability Council of Texas, Inc. |  | 22 | NR | 2 | IPP Non-CHP |  | N |  | Y | QF12-295-000 | N |  | N | X |  | Oncor Electric Delivery Company LLC | 44372 | TX | 13.8
2265 | Bristol-Myers Squibb Co | 58947 | Bristol Myers Squibb Lawrenceville | Route 206 & Province Line road | Lawrenceville | NJ | 8540 | Mercer | 40.3247 | -74.7078 | RFC | PJM | PJM Interconnection, LLC | Municipality | 22 | NR | 2 | IPP Non-CHP |  | N |  | N |  | N |  | N | X |  | Public Service Elec & Gas Co | 15477 | NJ | 69 |  |  | PSE&G
2265 | Bristol-Myers Squibb Co | 58948 | Bristol Myers Squibb Wallingford | 5 Research Parkway | Wallingford | CT | 6492 | New Haven | 41.4836 | -72.7564 | NPCC | ISNE | ISO New England Inc. |  | 22 | NR | 2 | IPP Non-CHP |  | N |  | N |  | N |  | N | X |  | Town of Wallingford - (CT) | 20038 | CT | 13.8 |  |  | Yankee Gas
58812 | GLT Cloverdale Solar LLC | 58949 | Cloverdale Solar I | 200 Kelley Rd | Cloverdale | CA | 95425 | Sonoma | 38.7731 | -123.0178 | WECC | CISO | California Independent System Operator |  | 22 | NR | 2 | IPP Non-CHP |  | N |  | N |  | N |  |  | X |  | Pacific Gas & Electric Co | 14328 | CA | 12
58814 | Sibley Wind Substation LLC | 58950 | Sibley Wind | 29734 581st Ave | Winthrop | MN | 55396 | Sibley | 44.5192 | -94.4378 | MRO | MISO | Midcontinent Independent Transmission System Operator, Inc.. |  | 22 | NR | 2 | IPP Non-CHP |  | N |  | Y | ERO9-1445 | N |  |  | X |  | Northern States Power Co | 13780 | MN | 69
58815 | KDC Solar RTC LLC | 58951 | Delilah Road Landfill | 1307 Doughty Road, 34 Atlantic | Egg Harbor | NJ | 8234 | Atlantic | 39.4161 | -74.5439 | RFC | PJM | PJM Interconnection, LLC |  | 22 | NR | 2 | IPP Non-CHP | N | N |  | N |  | Y | ER13-1481-000 | N | X |  | Atlantic City Electric Co | 963 | NJ | 12.47
58816 | Dessie Solar Center LLC | 58952 | Dessie Solar Center LLC | 784 Dessie Rd | Chadbourn | NC | 28431 | Columbus | 34.3028 | -78.8358 | SERC | CPLE | Progress Energy Carolinas - EAST |  | 22 | NR | 2 | IPP Non-CHP |  | N |  | Y | E-100 Sub 117 | N |  |  | X |  | Duke Energy Progress - (NC) | 3046 | NC | 23
58817 | Rockville Solar II, LLC | 58953 | Rockville Solar II, LLC | 7900 Rockville Road | Indianapolis | IN | 46214 | Marion | 39.7669 | -86.3 | RFC | MISO | Midcontinent Independent Transmission System Operator, Inc.. |  | 22 | NR | 2 | IPP Non-CHP |  | N |  | N |  | N |  |  | X |  | Indianapolis Power & Light Co | 9273 | IN | 13.2
57313 | SolarCity Corporation | 58954 | Intel Folsom Phase 2 | 1900 Prairie City Rd | Folsom | CA | 95360 | Sacramento | 38.6436 | -121.1639 | WECC | BANC | Balancing Authority of Northern California |  | 22 | NR | 2 | IPP Non-CHP | Y | N |  | N |  | N |  |  | X |  | Sacramento Municipal Util Dist | 16534 | CA | 208
58818 | BearPond Solar Center LLC | 58955 | BearPond Solar Center LLC | 1589 BearPond Rd | Henderson | NC | 27537 | Vance | 36.2761 | -78.3772 | SERC | CPLE | Progress Energy Carolinas - EAST |  | 22 | NR | 2 | IPP Non-CHP | X | N |  | Y | No E-100 Sub 117 | N |  |  | X |  | Duke Energy Progress - (NC) | 3046 | NC | 23
58820 | Shankle Solar Center LLC | 58956 | Shankle Solar Center LLC | Shankle Rd | Shannon | NC | 28386 | Hoke | 34.9439 | -79.1958 | SERC | CPLE | Progress Energy Carolinas - EAST |  | 22 | NR | 2 | IPP Non-CHP |  | N |  | Y | No E-100, Sub 117 | N |  |  | X |  | Duke Energy Progress - (NC) | 3046 | NC | 23
58819 | Graham Solar Center LLC | 58957 | Graham Solar Center LLC | 431 Graham St | Fair Bluff | NC | 28439 | Columbus | 34.3097 | -79.0144 | SERC | CPLE | Progress Energy Carolinas - EAST |  | 22 | NR | 2 | IPP Non-CHP |  | N |  | Y | NCUC Docket No E-100 Sub 117 | N |  |  | X |  | Duke Energy Progress - (NC) | 3046 | NC | 23
58821 | Camelot Wind LLC | 58958 | Camelot Wind LLC | Camelot Drive 125 Rear | Plymouth | MA | 2360 | Plymouth | 41.9253 | -70.64 | NPCC | ISNE | ISO New England Inc. |  | 22 | NR | 2 | IPP Non-CHP |  | N |  | N |  | N |  |  | X |  | NSTAR Electric Company | 54913 | MA | 24
58822 | MC Power Companies Inc | 58959 | Butler Solar Power Project | 920 Enterprise Rd | Butler | MO | 64730 | Bates | 38.27 | -94.35 | SPP | SWPP | Southwest Power Pool |  | 22 | NR | 2 | IPP Non-CHP |  | N |  | Y | QF14-472-000 | N |  |  | X |  | City of Butler - (MO) | 2647 | MO | 12.47
58824 | City of Santa Rosa | 58960 | Subregional Water Reclamation Facility | 4300 Llano Road | Santa Rosa | CA | 95407 | Sonoma | 38.3689 | -122.7658 | WECC | CISO | California Independent System Operator |  | 22132 | NR | 5 | Commercial CHP |  | N |  | N |  | N |  | N | X |  | Pacific Gas & Electric Co | 14328 | CA | 60 |  |  | Pacific Gas & Electric
57313 | SolarCity Corporation | 58961 | Oregon University System OIT Klamath Fal | 3201 Campus Drive | Klamath Falls | OR | 97601 | Klamath | 42.2542 | -121.785 | WECC | PACW | PacifiCorp - West |  | 22 | NR | 2 | IPP Non-CHP | Y | N |  | Y | QF14-198-000 | N |  |  | X |  | PacifiCorp | 14354 | OR | 1.48
57313 | SolarCity Corporation | 58963 | Las Virgenes Municipal Water District | 4232 Las Virgenes Rd | Calabasas | CA | 91302 | Los Angeles | 34.1361 | -118.7019 | WECC | CISO | California Independent System Operator |  | 22 | NR | 2 | IPP Non-CHP | Y | N |  | N |  | N |  |  | X |  | Southern California Edison Co | 17609 | CA | 1.48
58825 | WE 90 Technology Drive LLC | 58964 | Technology Drive Solar | 92 Technology Drive | Brattleboro | VT | 5301 | Windham | 42.8761 | -72.5658 | NPCC | ISNE | ISO New England Inc. |  | 22 | NR | 2 | IPP Non-CHP |  | N |  | N |  | N |  |  | X |  | Green Mountain Power Corp | 7601 | VT | 12.47
12199 | Montana-Dakota Utilities Co | 58965 | Thunder Spirit Wind, LLC | 2nd Street NE | Hettinger | ND | 58639 | Adams | 46.075 | -102.5633 | MRO | MISO | Midcontinent Independent Transmission System Operator, Inc.. |  | 22 | RE | 1 | Electric Utility | N | N |  | N |  | N |  | N | X |  | Montana-Dakota Utilities Co | 12199 | ND | 230
60025 | Greenbacker Renewable Energy Corporation | 58966 | Fairfield Wind | 175 7th Rd NE | Fairfield | MT | 59436 | Teton | 47.7233 | -111.9653 | WECC | NWMT | NorthWestern Energy (NWMT) |  | 22 | NR | 2 | IPP Non-CHP |  | N |  | Y | 11450004 | N |  |  | X |  | Sun River Electric Coop, Inc | 18401 | MT | 69
58834 | CH4 Power Inc | 58967 | IDE 1 LLC | 2800 N 4200 E | Twin Falls | ID | 83334 | Jerome | 42.7569 | -114.2219 | WECC | IPCO | Idaho Power Company |  | 22 | NR | 2 | IPP Non-CHP |  | N |  | N |  | N |  | N | X |  | Idaho Power Co | 9191 | ID | 12
58834 | CH4 Power Inc | 58968 | IDE 2 LLC | 303 N County Line Road | Jerome | ID | 83334 | Jerome | 42.7569 | -114.6133 | WECC | IPCO | Idaho Power Company |  | 22 | NR | 2 | IPP Non-CHP |  | N |  | N |  | N |  |  | X |  | Idaho Power Co | 9191 | ID | 21
58834 | CH4 Power Inc | 58969 | IDE 3 LLC | 2300 S 1500 E | Gooding | ID | 83330 | Gooding | 42.8661 | -114.7928 | WECC | IPCO | Idaho Power Company |  | 22 | NR | 2 | IPP Non-CHP |  | N |  | N |  | N |  |  | X |  | Idaho Power Co | 9191 | ID | 21
58834 | CH4 Power Inc | 58970 | IDE 4 LLC | 2326 East 3600 | Jerome | ID | 83338 | Jerome | 42.6825 | -114.6281 | WECC | IPCO | Idaho Power Company |  | 22 | NR | 2 | IPP Non-CHP |  | N |  | N |  | N |  |  | X |  | Idaho Power Co | 9191 | ID | 21
58834 | CH4 Power Inc | 58971 | California Dairy Energy I LLC | 6901 Avenue 280 | Visalia | CA | 93277 | Tulare | 36.295 | -119.4167 | WECC | CISO | California Independent System Operator |  | 22 | NR | 2 | IPP Non-CHP |  | N |  | N |  | N |  |  | X |  | Southern California Edison Co | 17609 | CA | 12
24211 | Tucson Electric Power Co | 58972 | Fort Huachuca Solar PV Project | Kelsay Ave. Fort Huachuca Army | Sierra Vista | AZ | 85613 | Cochise | 31.5553 | -110.35 | WECC | TEPC | Tucson Electric Power Company |  | 22 | RE | 1 | Electric Utility | X | N |  | N |  | N |  | N | X |  | Tucson Electric Power Co | 24211 | AZ | 13.8
56769 | Consolidated Edison Development Inc. | 58973 | White River Solar 2 | 4800 Road 50 | Alpaugh | CA | 93201 | Tulare | 35.8747 | -119.0461 | WECC | CISO | California Independent System Operator |  | 22 | NR | 2 | IPP Non-CHP |  | N |  | N |  | N |  |  | X |  | Pacific Gas & Electric Co | 14328 | CA | 115
58837 | Fairview Farms Solar LLC | 58974 | Fairview Farms Solar | 345 Long Plain Rd | Whateley | MA | 1375 | Franklin | 42.4597 | -72.6103 | NPCC | ISNE | ISO New England Inc. |  | 22 | NR | 2 | IPP Non-CHP | Y | N |  | N |  | N |  |  | X |  | Western Massachusetts Electric Company | 20455 | MA | 13.8
58838 | Parrey, LLC | 58975 | Henrietta Solar Project | TBD | Lemoore | CA | 19177 | Kings | 36.2188 | -119.8058 | WECC | CISO | California Independent System Operator |  | 22 | NR | 2 | IPP Non-CHP | N | N |  | N |  | N |  | N | X |  | Pacific Gas & Electric Co | 14328 | CA | 115
58836 | Sunwind Energy Solutions, LLLP | 58976 | Sunwind Doyle Wind | TBD | Florence | KS | 6681 | Marion | 38.2431 | -97.0031 | SPP | SWPP | Southwest Power Pool |  | 22 | NR | 2 | IPP Non-CHP |  | N |  | N |  | N |  |  | X |  | Westar Energy Inc | 22500 | KS | 345
10210 | Ketchikan Public Utilities | 58977 | Whitman | 298 Powerhouse Road | Ketchikan | AK | 99901 | Ketchikan Gateway | 55.3281 | -131.5308 |  |  |  | Whitman Lake | 22 | RE | 1 | Electric Utility |  | N |  | N |  | N |  |  | X |  | Ketchikan Public Utilities | 10210 | AK | 34.5
58839 | Central Valley Ag Power LLC | 58978 | Central Valley Ag Power | 5509 Langworth Rd | Oakdale | CA | 95361 | Stanislaus | 37.7197 | -120.8986 | WECC | CISO | California Independent System Operator |  | 22 | NR | 2 | IPP Non-CHP |  | N |  | N |  | N |  | N | X |  | Pacific Gas & Electric Co | 14328 | CA | 17.2
57170 | EDF Renewable Asset Holdings, Inc. | 58979 | Copenhagen Wind Farm | County Road 12 | Copenhagen | NY | 13626 | Lewis | 43.9131 | -75.6986 | NPCC | NYIS | New York Independent System Operator |  | 22 | NR | 2 | IPP Non-CHP |  | N |  | N |  | N |  | N | X |  | Niagara Mohawk Power Corp. | 13573 | NY | 115
222 | City of Akron | 58980 | Akron WRF | 2460 Akron Peninsula Rd | Akron | OH | 44313 | Summit | 41.1533 | -81.5689 | RFC | PJM | PJM Interconnection, LLC |  | 22132 | NR | 5 | Commercial CHP |  | N |  | N |  | N |  | N | X |  | Ohio Edison Co | 13998 | OH | 69 |  |  | Dominion East Ohio Gas
58841 | Broken Bow Wind II, LLC | 58981 | Broken Bow Wind II, LLC | 80538 Round Valley Road | Broken Bow | NE | 68822 | Custer | 41.3239 | -99.3231 | MRO | SWPP | Southwest Power Pool |  | 22 | NR | 2 | IPP Non-CHP |  | N |  | Y | 14,54,000 | Y | 14,37,000 | N | X |  | Nebraska Public Power District | 13337 | NE | 120
4329 | Copper Valley Elec Assn, Inc | 58982 | Allison Creek Hydro | Mile 1 Dayville Rd | Valdez | AK | 99686 | Valdez Cordova | 61.0844 | -146.3533 |  |  |  | Allison Creek | 22 | RE | 1 | Electric Utility |  | N |  | N |  | N |  | N | X |  | Copper Valley Elec Assn, Inc | 4329 | AK | 14.4 | 138
58468 | Dominion Renewable Energy | 58983 | RE Camelot LLC | 13609 Holt Street | Mojave | CA | 93501 | Kern | 35.0267 | -118.1856 | WECC | CISO | California Independent System Operator |  | 22 | NR | 2 | IPP Non-CHP |  | N |  | N |  | Y | EG14-29-000 | N | X |  | Southern California Edison Co | 17609 | CA | 66
58468 | Dominion Renewable Energy | 58984 | RE Adams East, LLC | 32111 W. South Ave | Fresno | CA | 93668 | Fresno | 36.6175 | -120.2908 | WECC | CISO | California Independent System Operator |  | 22 | NR | 2 | IPP Non-CHP |  | N |  | Y | QF13-49-003 | N |  | N | X |  | Pacific Gas & Electric Co | 14328 | CA | 70
58468 | Dominion Renewable Energy | 58985 | RE Kansas Solar, LLC | 15515 21st Ave | Lemoore | CA | 93245 | Kings | 36.2478 | -119.8339 | WECC | CISO | California Independent System Operator |  | 22 | NR | 2 | IPP Non-CHP |  | N |  | Y | QF13-48-003 | N |  | N | X |  | Pacific Gas & Electric Co | 14328 | CA | 115
58468 | Dominion Renewable Energy | 58986 | RE Old River One, LLC | 7701 Shafter Rd | Bakersfield | CA | 93313 | Kern | 35.2233 | -119.0889 | WECC | CISO | California Independent System Operator |  | 22 | NR | 2 | IPP Non-CHP |  | N |  | Y | QF13-603-002 | N |  | N | X |  | Pacific Gas & Electric Co | 14328 | CA | 70
58842 | Power Company of Wyoming LLC | 58987 | Chokecherry and Sierra Madre Wind |  | NA | WY | 82331 | Carbon | 41.6831 | -107.2 | WECC | PACE | PacifiCorp - East |  | 22 | NR | 2 | IPP Non-CHP | X | N |  | N |  | N |  | N | X |  | PacifiCorp | 14354 | OR | 230
58843 | Searchlight Wind Energy LLC | 58988 | Searchlight Wind | NA | Boulder City | NV | 89046 | Clark | 35.4669 | -114.8736 | WECC | WALC | Western Area Power Administration - Desert Southwest Region |  | 22 | NR | 2 | IPP Non-CHP | N | N |  | N |  | N |  | N | X |  | WAPA-- Western Area Power Administration | 27000 | NV | 230
11824 | Matanuska Electric Assn Inc | 58989 | Eklutna Generation Station | 28705 Denaina Elders Road | Chugiak | AK | 99567 | Anchorage | 61.4578 | -149.3514 |  |  |  |  | 22 | RE | 1 | Electric Utility |  | N |  | N |  | N |  | N | X |  | Matanuska Electric Assn Inc | 11824 | AK | 115 |  |  | APC's Beluga to Anchorage 20 inch Pipeline
58468 | Dominion Renewable Energy | 58990 | RE Columbia Two, LLC | 13655 Holt Street | Mojave | CA | 93501 | Kern | 35.0267 | -118.1856 | WECC | CISO | California Independent System Operator |  | 22 | NR | 2 | IPP Non-CHP |  | N |  | N |  | Y | EG14-18-000 | N | X |  | Southern California Edison Co | 17609 | CA | 66
58468 | Dominion Renewable Energy | 58991 | RE Kent South, LLC | 17264 25th Ave. | Lemoore | CA | 93245 | Kings | 36.2261 | -119.9053 | WECC | CISO | California Independent System Operator |  | 22 | NR | 2 | IPP Non-CHP |  | N |  | Y | QF13-47-003 | N |  | N | X |  | Pacific Gas & Electric Co | 14328 | CA | 70
58844 | Dept of Corrections NCCI Wind | 58992 | Dept of Corrections NCCI Wind | 500 Gardner Rd | Gardner | MA | 1440 | Worcester | 42.5722 | -71.9447 | NPCC | ISNE | ISO New England Inc. |  | 92214 | NR | 4 | Commercial Non-CHP | Y | N |  | N |  | N |  | N | X |  | National Grid Generation, LLC | 26751 |  | 13.8
58845 | Pine Tree Landfill | 58993 | Pine Tree Landfill Gas to Energy | 358 Emerson Mill Rd | Hampden | ME | 4444 | Penobscot | 44.7686 | -68.8617 | NPCC | ISNE | ISO New England Inc. |  | 22 | NR | 2 | IPP Non-CHP |  | N |  | N |  | N |  | N | X |  | Emera Maine | 1179 | ME | 12.4
59394 | NextEra Energy Resources Breckinridge | 58994 | Breckinridge Wind Project LLC | 13113 East Phillips Ave | Enid | OK | 73701 | Garfield | 36.4769 | -97.6856 | SPP | SWPP | Southwest Power Pool |  | 22 | NR | 2 | IPP Non-CHP |  | N |  | N |  | N |  |  | X |  | Grand River Dam Authority | 7490 | OK | 138
58828 | St. Olaf College | 58995 | St. Olaf Wind Turbine | 1520 St. Olaf Ave. | Northfield | MN | 55057 | Rice | 44.4622 | -93.1928 | MRO | MISO | Midcontinent Independent Transmission System Operator, Inc.. |  | 22 | NR | 2 | IPP Non-CHP | X | N |  | N |  | N |  |  | X |  | Northern States Power Co - Minnesota | 13781 | MN | 13.8
58828 | St. Olaf College | 58996 | St. Olaf StandBy Generators | 1520 St. Olaf Ave. | Northfield | MN | 55057 | Rice | 44.4611 | -93.1808 | MRO | MISO | Midcontinent Independent Transmission System Operator, Inc.. |  | 22 | NR | 2 | IPP Non-CHP |  | N |  | N |  | N |  |  | X |  | Northern States Power Co - Minnesota | 13781 | MN | 13.8
58846 | Southeast Renewable Fuels, LLC | 58997 | SRF Sorghum to Ethanol Advanced Biorefin | 18400 County Road 835 | Clewiston | FL | 33340 | Hendry | 26.5881 | -80.9811 | FRCC | SEC | Seminole Electric Cooperative | Wells | 325193 | NR | 6 | Industrial Non-CHP |  | N |  | N |  | N |  |  | X |  | Glades Electric Coop, Inc | 7264 | FL | 69
59380 | Enel Green Power NA, Inc. | 58998 | Goodwell Wind Project LLC |  | Goodwell | OK | 73939 | Texas | 36.5414 | -101.5656 | SPP | SWPP | Southwest Power Pool |  | 22 | NR | 2 | IPP Non-CHP |  | N |  | N |  | N |  |  | X |  | Southwestern Public Service Co | 17718 | TX | 115
59380 | Enel Green Power NA, Inc. | 58999 | Little Elk Wind Project LLC |  | Rocky | OK | 73661 | Washita | 35.1947 | -98.9072 | SPP | SWPP | Southwest Power Pool |  | 22 | NR | 2 | IPP Non-CHP |  | N |  | N |  | N |  |  | X |  | Western Farmers Elec Coop, Inc | 20447 |  | 69
54906 | Tradewind Energy, Inc. | 59000 | Mustang Run Wind Project LLC |  | Pawhuska | OK | 74056 | Osage | 36.7411 | -96.565 | SERC |  |  |  | 22 | NR | 2 | IPP Non-CHP |  | N |  | N |  | N |  |  | X |  | Public Service Co of Oklahoma | 15474 | OK | 138
15477 | Public Service Elec & Gas Co | 59001 | Parkland Landfill Solar | 1070 Rt 206 | Bordentown | NJ | 8505 | Burlington | 40.1275 | -74.7108 | RFC | PJM | PJM Interconnection, LLC |  | 22 | RE | 1 | Electric Utility | N | N |  | N |  | N |  | N | X |  | Public Service Elec & Gas Co | 15477 | NJ | 26
58847 | Carlsbad Energy Center | 59002 | Carlsbad Energy Center | 4600 Carlsbad Boulevard | Carlsbad | CA | 92008 | San Diego | 33.14 | -117.3336 | WECC | CISO | California Independent System Operator |  | 22 | NR | 2 | IPP Non-CHP |  | N |  | N |  | N |  |  | X |  | San Diego Gas & Electric Co | 16609 | CA | 230 |  |  | TBD
56990 | NJR Clean Energy Ventures Corporation | 59003 | Two Dot Wind Farm | 8794 US Highway 12 | Two Dot | MT | 59085 | Wheatland | 46.4494 | -110.0872 | WECC | NWMT | NorthWestern Energy (NWMT) |  | 22 | NR | 2 | IPP Non-CHP |  | N |  | Y | QF10-668-000 | N |  | N | X |  | NorthWestern Energy LLC - (MT) | 12825 | MT | 100
58848 | Green Energy Partners LLC | 59004 | Stonewall | 20077 Gant Lane | Leesburg | VA | 20175 | Loudoun | 39.0581 | -77.545 | SERC | PJM | PJM Interconnection, LLC | Municipality | 22 | NR | 2 | IPP Non-CHP |  | N |  | N |  | N |  | N | X |  | Virginia Electric & Power Co | 19876 | VA | 230 |  |  | Dominion Transmission Inc.: PL-1 Columbia: VC
58849 | Mariah del Este LLC | 59005 | Mariah North | CR 27 and CR F | Friona | TX | 79035 | Parmer | 34.6675 | -102.5778 | TRE | ERCO | Electric Reliability Council of Texas, Inc. |  | 22 | NR | 2 | IPP Non-CHP |  | N |  | N |  | N |  |  | X |  | Sharyland Utilities LP | 17008 | TX | 345
58849 | Mariah del Este LLC | 59006 | Mariah East | CR 21 and CR D | Friona | TX | 79035 | Parmer | 34.6944 | -102.6717 | TRE | ERCO | Electric Reliability Council of Texas, Inc. |  | 22 | NR | 2 | IPP Non-CHP |  | N |  | N |  | N |  |  | X |  | Sharyland Utilities LP | 17008 | TX | 345
58850 | Mariah del Sur LLC | 59007 | Mariah South | CR 27 and CR L | Friona | TX | 79035 | Parmer | 34.5814 | -102.5697 | TRE | ERCO | Electric Reliability Council of Texas, Inc. |  | 22 | NR | 2 | IPP Non-CHP |  | N |  | N |  | N |  |  | X |  | Sharyland Utilities LP | 17008 | TX | 345
58661 | Sustainable Power Group, LLC | 59008 | Woodmere Solar Farm | 16161 Muller Road | Edison | CA | 93307 | Kern | 35.3231 | -118.8214 | WECC | CISO | California Independent System Operator |  | 22 | NR | 2 | IPP Non-CHP | N | N |  | N |  | N |  | N | X |  | Pacific Gas & Electric Co | 14328 | CA | 115
58661 | Sustainable Power Group, LLC | 59009 | Hayworth Solar | 16162 Muller Road | Edison | CA | 93307 | kern | 35.3253 | -118.8786 | WECC | CISO | California Independent System Operator |  | 22 | NR | 2 | IPP Non-CHP | N | N |  | N |  | N |  | N | X |  | Pacific Gas & Electric Co | 14328 | CA | 115
17650 | Southern Power Co | 59010 | Macho Springs | 18120 Hatch Hwy NE | Deming | NM | 88030 | Luna | 32.57 | -107.48 | WECC | EPE | El Paso Electric Company |  | 22 | NR | 2 | IPP Non-CHP |  | N |  | N |  | N |  |  | X |  | El Paso Electric Co | 5701 | NM | 345
58860 | Southbridge Recycling and Disposal Park, Inc | 59011 | Southbridge Landfill Gas-to-Energy | 165 Barefoot Rd. | Southbridge | MA | 1550 | Worcester | 42.1044 | -72.0325 | NPCC | ISNE | ISO New England Inc. |  | 22 | NR | 2 | IPP Non-CHP |  | N |  | Y | QF12-68-000 | N |  | N | X |  | National Grid Generation, LLC | 26751 |  | 13.2
58862 | DC Water | 59012 | DC Water CHP | 5000 Overlook Ave SW | Washington | DC | 20032 | District of Columbia | 38.8206 | -77.0183 | SERC | PJM | PJM Interconnection, LLC | PD | 22 | NR | 3 | IPP CHP |  | N |  | N |  | N |  | N | X |  | PECO Energy Co | 14940 | PA | 480 |  |  | Washington Gas
58863 | Main Street Power | 59013 | Scituate PV | 280 Driftway Rd | Scituate | MA | 2066 | Plymouth | 42.1775 | -70.7406 | NPCC | ISNE | ISO New England Inc. |  | 22 | NR | 2 | IPP Non-CHP |  | N |  | Y | QF12-420-001 | N |  |  | X |  | Massachusetts Electric Co | 11804 | MA | 13.8
58863 | Main Street Power | 59014 | Bolton PV | 125 Still River Rd | Bolton | MA | 1740 | Worcester | 42.4497 | -71.6431 | NPCC | ISNE | ISO New England Inc. |  | 22 | NR | 2 | IPP Non-CHP |  | N |  | Y | QF14-246-000 | N |  |  | X |  | Massachusetts Electric Co | 11804 | MA | 13.8
58863 | Main Street Power | 59015 | Stow PV | 93 Delaney St | Stow | MA | 1775 | Middlesex | 42.4369 | -71.5061 | NPCC | ISNE | ISO New England Inc. |  | 22 | NR | 2 | IPP Non-CHP |  | N |  | Y | QF12-247-000 | N |  |  | X |  | Town of Hudson - (MA) | 8973 | MA | 13.8
59856 | Maverick Solar LLC | 59016 | Maverick Solar | 6558 NC 49 N | Mount Pleasant | NC | 28124 | Randolph | 35.7378 | -79.6553 | SERC | DUK | Duke Energy Carolinas |  | 22 | NR | 2 | IPP Non-CHP | N | N |  | Y | SP-2566 | N |  | N | X |  | Duke Energy Carolinas, LLC | 5416 | NC
58658 | Sunlight Partners | 59017 | Carol Jean Solar | 769 Fowler Rd. | Walnut Cove | NC | 27052 | Stokes | 36.3161 | -80.1444 | SERC | DUK | Duke Energy Carolinas |  | 22 | NR | 2 | IPP Non-CHP | N | N |  | Y | SP-2551 | N |  | N | X |  | Duke Energy Carolinas, LLC | 5416 | NC
58864 | Lake County Solar LLC | 59018 | East Chicago | 329 East Columbus Dr. | East Chicago | IN | 46312 | Lake | 41.6322 | -87.4692 | RFC | MISO | Midcontinent Independent Transmission System Operator, Inc.. |  | 22 | NR | 2 | IPP Non-CHP | N | N |  | Y | QF13-498-000 | N |  | N | X |  | Northern Indiana Pub Serv Co | 13756 | IN | 34.5
58864 | Lake County Solar LLC | 59019 | Griffith | 123 S. Pipeline Drive | Griffith | IN | 46319 | Lake | 41.5214 | -87.4361 | RFC | MISO | Midcontinent Independent Transmission System Operator, Inc.. |  | 22 | NR | 2 | IPP Non-CHP | N | N |  | Y | QF13-498-000 | N |  | N | X |  | Northern Indiana Pub Serv Co | 13756 | IN | 34.5
803 | Arizona Public Service Co | 59020 | Gila Bend | 32700 W Powerline Rd | Gila Bend | AZ | 85337 | Maricopa | 32.9408 | -112.8814 | WECC | AZPS | Arizona Public Service Company |  | 22 | RE | 1 | Electric Utility |  | N |  | N |  | N |  | N | X |  | Arizona Public Service Co | 803 | AZ | 12.47
58865 | Hoopeston Wind LLC | 59021 | Hoopeston Wind LLC |  | Hoopeston | IL | 60962 | Vermilion | 40.3997 | -87.7992 | SERC | MISO | Midcontinent Independent Transmission System Operator, Inc.. |  | 22 | NR | 2 | IPP Non-CHP | N | N |  | N |  | N |  | N | X |  | Ameren Illinois Company | 56697 | IL | 138
58867 | Kingston Wind Independence | 59022 | Kingston Wind Independence | 8 Cranberry Road | Kingston | MA | 2364 | Plymouth | 41.9789 | -70.7158 | NPCC | ISNE | ISO New England Inc. |  | 22 | NR | 2 | IPP Non-CHP |  | N |  | N |  | N |  | N | X |  | NSTAR Electric Company | 54913 | MA | 23
58866 | Ipswich Wind Independence | 59023 | Ipswich Wind Independence | 198 Town Farm Road | Ipswich | MA | 1938 | Essex | 42.7172 | -70.8464 | NPCC | ISNE | ISO New England Inc. | n/a | 22 | NR | 2 | IPP Non-CHP | N | N |  | N |  | N |  | N | X |  | Town of Ipswich - (MA) | 9442 | MA | 13.8
58869 | Case Western Reserve University | 59024 | Euclid Farm, Stamco N-54 | 26650 Lakeland Blvd | Euclid | OH | 44106 | Cuyahoga | 41.6022 | -81.4969 | RFC | PJM | PJM Interconnection, LLC |  | 22 | NR | 2 | IPP Non-CHP | Y | N |  | N |  | N |  | N | X |  | Cleveland Electric Illum Co | 3755 | OH | 36.2
58870 | City Council of Baltimore City | 59026 | Back River Waste Water Treatment | 8201 Eastern Ave | Baltimore | MD | 21224 | Baltimore City | 39.2997 | -76.4942 | RFC | PJM | PJM Interconnection, LLC |  | 22 | NR | 2 | IPP Non-CHP | N | N |  | N |  | N |  | N | X |  | Baltimore Gas & Electric Co | 1167 | MD | 32 |  |  | BGE
60223 | Ketchikan Electric Company | 59027 | Mahoney Lake Hydroelectric |  | Ketchikan | AK | 99901 | Ketchikan Gateway | 55.4194 | -131.5378 | ASCC |  |  | Upper Mahoney Lake | 22 | RE | 1 | Electric Utility |  | N |  | N |  | N |  | N | X |  | Ketchikan Public Utilities | 10210 | AK | 34.5
58871 | Citizens Enterprises Corporation | 59028 | Agawam Solar | 365 Main Street | Agawam | MA | 1001 | Hampden | 42.0819 | -72.6144 | NPCC | ISNE | ISO New England Inc. |  | 22 | NR | 2 | IPP Non-CHP | Y | N |  | Y | QF13-60-000 | N |  | N | X |  | Western Massachusetts Electric Company | 20455 | MA | 13.8
58871 | Citizens Enterprises Corporation | 59029 | Rehoboth Solar | 295 Tremont Street | Rehoboth | MA | 2769 | Bristol | 41.9017 | -71.2425 | NPCC | ISNE | ISO New England Inc. |  | 22 | NR | 2 | IPP Non-CHP | Y | N |  | Y | QF14-22-000 | N |  | N | X |  | Massachusetts Electric Co | 11804 | MA | 13.8
58871 | Citizens Enterprises Corporation | 59030 | Chicopee Solar | 467 Pendleton Ave | Chicopee | MA | 1020 | Hampden | 42.1856 | -72.5825 | NPCC | ISNE | ISO New England Inc. |  | 22 | NR | 2 | IPP Non-CHP | N | N |  | Y | QF14-21-000 | N |  | N | X |  | City of Chicopee - (MA) | 3477 | MA | 13.8
58871 | Citizens Enterprises Corporation | 59031 | Route 57 Solar | 912 Shoemaker Lane | Agawam | MA | 1030 | Hampden | 42.0589 | -72.6642 | NPCC | ISNE | ISO New England Inc. |  | 22 | NR | 2 | IPP Non-CHP | Y | N |  | Y | QF13-62-000 | N |  | N | X |  | Western Massachusetts Electric Company | 20455 | MA | 13.8
58871 | Citizens Enterprises Corporation | 59032 | EBZ Solar | 139 Walker Road | Shirley | MA | 1464 | Middlesex | 42.5706 | -71.625 | NPCC | ISNE | ISO New England Inc. |  | 22 | NR | 2 | IPP Non-CHP | N | N |  | Y | QF13-61-000 | N |  | N | X |  | Massachusetts Electric Co | 11804 | MA | 13.8
58871 | Citizens Enterprises Corporation | 59033 | Whately Solar | 228 State Road | Whately | MA | 1373 | Franklin | 42.4461 | -72.6236 | NPCC | ISNE | ISO New England Inc. |  | 22 | NR | 2 | IPP Non-CHP | Y | N |  | Y | QF13-63-000 | N |  | N | X |  | Western Massachusetts Electric Company | 20455 | MA | 13.8
58872 | Shannon Wind LLC | 59034 | Shannon Wind |  | Windhorst | TX | 76389 | Clay | 33.5097 | -98.3608 | TRE | ERCO | Electric Reliability Council of Texas, Inc. |  | 22 | NR | 2 | IPP Non-CHP |  | N |  | N |  | Y | EG14-58-000 | N | X |  | Oncor Electric Delivery Company LLC | 44372 | TX | 345
58873 | Green Energy Team LLC | 59035 | Biomass to Energy Facility, Kauai | 5031 Ku'ia Road | Koloa | HI | 96756 | Kauai | 21.9653 | -159.4606 |  |  |  | Deep Wells | 22 | NR | 2 | IPP Non-CHP |  | N |  | Y | QF14-433-000 | N |  | N | X |  | Kauai Island Utility Cooperative | 10071 | HI | 57
58523 | Enerdyne Power Systems Inc | 59036 | Onslow Energy | 465 Meadowview Rd | Jacksonville | NC | 28540 | Onslow | 34.7992 | -77.5431 | SERC | DUK | Duke Energy Carolinas |  | 22 | NR | 2 | IPP Non-CHP |  | N |  | Y | Docket No SP-2364 sub0 1.5MW AC solar 415 Meadow View Road | N |  |  | X |  | Duke Energy Carolinas, LLC | 5416 | NC | 24
60222 | Haida Energy, Inc. | 59037 | Hiilangaay Hydro |  | Hydaburg | AK | 99922 | Prince of Wales Ketchikan | 55.2164 | -132.6036 | ASCC |  |  | Lake Mellen | 22 | RE | 1 | Electric Utility |  | N |  | N |  | N |  | N | X |  | Alaska Power and Telephone Co | 219 | AK | 34.5
58661 | Sustainable Power Group, LLC | 59038 | Battleground | 949 York Rd | Kings Mountain | NC | 28086 | Cleveland | 35.22 | -81.33 | SERC | DUK | Duke Energy Carolinas |  | 22 | NR | 2 | IPP Non-CHP |  | N |  | Y | 13,97,000 | N |  | N | X |  | Duke Energy Carolinas, LLC | 5416 | NC | 12.47
58876 | Beulaville Solar LLC | 59039 | Beulaville | 166 Little Bubbles Ln | Beulaville | NC | 28518 | Duplin | 34.9 | -77.78 | SERC | DUK | Duke Energy Carolinas |  | 22 | NR | 2 | IPP Non-CHP |  | N |  | Y | 12416001 | N |  |  | X |  | Duke Energy Carolinas, LLC | 5416 | NC | 22.86
58877 | Blue Heron Hydro LLC | 59040 | Ball Mountain Hydro | Ball Mountain Dam Road | Jamaica | VT | 5343 | Windham | 43.1269 | -72.7761 | NPCC | ISNE | ISO New England Inc. | West River | 22 | NR | 2 | IPP Non-CHP |  | N |  | N |  | N |  |  | X |  | Green Mountain Power Corp | 7601 | VT | 13.2
58661 | Sustainable Power Group, LLC | 59042 | Ellerbe | 583 Crawford Road | Ellerbe | NC | 28338 | Richmond | 35.1 | -79.73 | SERC | DUK | Duke Energy Carolinas |  | 22 | NR | 2 | IPP Non-CHP |  | N |  | Y | 13123000 | N |  |  | X |  | Duke Energy Carolinas, LLC | 5416 | NC | 22.86
58682 | WR-TGC Solar Generation IV LLC | 59043 | West Davisville Solar | 338 Compass Circle | North Kingstown | RI | 2852 | Washington | 41.6036 | -71.4772 | NPCC | ISNE | ISO New England Inc. |  | 22 | NR | 2 | IPP Non-CHP |  | N |  | Y | QF14-138-000 | N |  |  | X |  | The Narragansett Electric Co | 13214 | RI | 12.47
19728 | UNS Electric, Inc | 59044 | Rio Rico Solar | 1401 E Frontage Rd | Rio Rico | AZ | 85648 | Santa Cruz | 31.5 | -111.0081 | WECC | TEPC | Tucson Electric Power Company |  | 22 | RE | 1 | Electric Utility | N | N |  | N |  | N |  | N | X |  | UNS Electric, Inc | 19728 | AZ | 13.2
10035 | Kansas Municipal Energy Agency | 59045 | Jameson Energy Center | 325 S Jennie Barker Rd | Garden City | KS | 67846 | Finney | 37.9547 | -100.8306 | SPP | SWPP | Southwest Power Pool |  | 22 | RE | 1 | Electric Utility |  | N |  | N |  | N |  | N | X |  | Wheatland Electric Coop, Inc | 20510 | KS | 34.5 |  |  | Black Hills Energy
58879 | 651 Chase Solar NG LLC | 59046 | 651 Chase Solar NG | 651 Chase Rd | Lunenburg | MA | 1462 | Worcester | 42.6267 | -71.7428 | NPCC | ISNE | ISO New England Inc. |  | 22 | NR | 2 | IPP Non-CHP | Y | N |  | N |  | N |  |  | X |  | Western Massachusetts Electric Company | 20455 | MA | 13.8
58880 | Gallegos Wind Farm LLC | 59047 | Gallegos Wind Farm, Phase 1 | 1743 Gallegos Rd | Grenville | NM | 88424 | Union | 36.5933 | -103.6144 | WECC | PNM | Public Service Company of New Mexico |  | 22 | NR | 2 | IPP Non-CHP | N | N |  | N |  | N |  |  | X |  | Public Service Co of NM | 15473 | NM | 115
58881 | Apex Bethel Energy Center | 59048 | Apex Bethel Energy Center | 1977 FM 2706 | Tennessee Colony | TX | 75861 | Anderson | 31.8878 | -95.9133 | TRE | ERCO | Electric Reliability Council of Texas, Inc. | Carrizo-Wilcox Aquifer | 22 | NR | 2 | IPP Non-CHP |  | N |  | N |  | N |  | N | X |  | Oncor Electric Delivery Company LLC | 44372 | TX | 345 |  |  | Energy Transfer Fuel 42" (Bethel)
58883 | ERWR Whitcomb Farm Solar LLC | 59049 | Whitcomb Solar Farm | 178 South Street | Essex Junction | VT | 5452 | Chittenden | 44.4856 | -73.1369 | NPCC | ISNE | ISO New England Inc. |  | 22 | NR | 2 | IPP Non-CHP |  | N |  | N |  | N |  | N | X |  | Green Mountain Power Corp | 7601 | VT | 12.47
58661 | Sustainable Power Group, LLC | 59050 | Wallace | 3831 S NC HWY 11 | Wallace | NC | 28398 | Lenoir | 35.29 | -77.54 | SERC | DUK | Duke Energy Carolinas |  | 22 | NR | 2 | IPP Non-CHP |  | N |  | Y | 12269001 | N |  |  | X |  | Duke Energy Carolinas, LLC | 5416 | NC | 22.86
58661 | Sustainable Power Group, LLC | 59051 | Kenansville | NC HWY 24 and 50 | Kenansville | NC | 28349 | Duplin | 34.96 | -78.04 | SERC | DUK | Duke Energy Carolinas |  | 22 | NR | 2 | IPP Non-CHP |  | N |  | Y | 12417001 | N |  |  | X |  | Duke Energy Carolinas, LLC | 5416 | NC | 22.86
58884 | FLS Solar 100 LLC | 59052 | Fairmont-FLS 100 | 567 Marion Stage Rd | Fairmont | NC | 28340 | Robeson | 34.52 | -79.13 | SERC | DUK | Duke Energy Carolinas |  | 22 | NR | 2 | IPP Non-CHP |  | N |  | Y | 12521000 | N |  |  | X |  | Duke Energy Carolinas, LLC | 5416 | NC | 22.86
58887 | Michelangelo Wind 3 LLC | 59053 | Michelangelo Wind 3 LLC | Highway 210 and 535 Avenue | Huxley | IA | 50014 | Story | 42.019 | -93.514 | MRO | MISO | Midcontinent Independent Transmission System Operator, Inc.. |  | 22 | NR | 2 | IPP Non-CHP | X | N |  | Y | QF13-617-001 | N |  | N | X |  | Interstate Power and Light Co | 9417 | IA | 12.47
57130 | Janssen Pharmaceutical Co | 59055 | Rariton OMP | 1000 US Highway 202 N | Raritan | NJ | 8869 | Somerset | 40.5744 | -74.6481 | RFC | PJM | PJM Interconnection, LLC |  | 22 | NR | 2 | IPP Non-CHP | N | N |  | N |  | N |  |  | X |  | Public Service Elec & Gas Co | 15477 | NJ | 26 |  |  | Transco
57130 | Janssen Pharmaceutical Co | 59056 | Spring House | McKean Road | Spring House | PA | 19477 | Montgomery | 40.1839 | -75.2342 | NPCC | PJM | PJM Interconnection, LLC |  | 22 | NR | 2 | IPP Non-CHP |  | N |  | N |  | N |  |  | X |  | PECO Energy Co | 14940 | PA | 32 |  |  | PECO ENERGY
57130 | Janssen Pharmaceutical Co | 59057 | Skillman | 199 Grandview Road | Skillman | NJ | 8558 | Somerset | 40.5744 | -74.6481 | RFC | PJM | PJM Interconnection, LLC |  | 22 | NR | 2 | IPP Non-CHP |  | N |  | N |  | N |  |  | X |  | Public Service Elec & Gas Co | 15477 | NJ | 26
57130 | Janssen Pharmaceutical Co | 59058 | Vacaville | 700 Eubanks Drive | Vacaville | CA | 95687 | Solano | 38.3994 | -121.9603 | WECC | CISO | California Independent System Operator |  | 22 | NR | 2 | IPP Non-CHP | N | N |  | N |  | N |  |  | X |  | Pacific Gas & Electric Co | 14328 | CA | 22.9
57130 | Janssen Pharmaceutical Co | 59059 | Raritan ITS | 1003 US Highway 202 N | Raritan | NJ | 8869 | Somerset | 40.5744 | -74.6542 | RFC | PJM | PJM Interconnection, LLC |  | 22 | NR | 2 | IPP Non-CHP | N | N |  | N |  | N |  |  | X |  | Public Service Elec & Gas Co | 15477 | NJ | 26
58888 | City of Pittsfield | 59060 | Waste Water Treatment Plant | 901 Holmes Road | Pittsfield | MA | 1201 | Berkshire | 42.41 | -73.24 | NPCC | ISNE | ISO New England Inc. |  | 22 | NR | 2 | IPP Non-CHP |  | N |  | N |  | N |  | N | X |  | Western Massachusetts Electric Company | 20455 | MA | 23
56215 | E ON Climate Renewables N America LLC | 59061 | Twin Forks Wind Farm LLC | TBD | Warrensburg | IL | 62573 | Dewitt | 40.0111 | -89.0472 | RFC | PJM | PJM Interconnection, LLC |  | 22 | NR | 2 | IPP Non-CHP |  | N |  | N |  | N |  |  | X |  | Commonwealth Edison Co | 4110 | IL | 345
56215 | E ON Climate Renewables N America LLC | 59062 | Vici Wind Farm | 6395 N 2170 Rd. | Fairview | OK | 73859 | Dewey | 36.0875 | -99.1342 | SPP | SWPP | Southwest Power Pool |  | 22 | NR | 2 | IPP Non-CHP |  | N |  | N |  | N |  |  | X |  | Oklahoma Gas & Electric Co | 14063 | OK | 345
56215 | E ON Climate Renewables N America LLC | 59063 | Stella Wind Farm | TBD Street | Armstrong | TX | 78338 | Kenedy | 26.9417 | -97.6425 | TRE | ERCO | Electric Reliability Council of Texas, Inc. |  | 22 | NR | 2 | IPP Non-CHP |  | N |  | N |  | N |  |  | X |  | AEP Texas Central Company | 3278 | TX | 345
56215 | E ON Climate Renewables N America LLC | 59064 | Stella Wind Farm II | TBD Street | Armstrong | TX | 78338 | Kenedy | 26.9189 | -97.6028 | TRE | ERCO | Electric Reliability Council of Texas, Inc. |  | 22 | NR | 2 | IPP Non-CHP |  | N |  | N |  | N |  |  | X |  | AEP Texas Central Company | 3278 | TX | 345
59380 | Enel Green Power NA, Inc. | 59065 | Drift Sand Wind Project LLC |  | Rush Springs | OK | 73082 | Grady | 34.8278 | -97.9572 | SPP | SWPP | Southwest Power Pool |  | 22 | NR | 2 | IPP Non-CHP | X | N |  | N |  | N |  |  | X |  | Public Service Co of Oklahoma | 15474 | OK | 138
56215 | E ON Climate Renewables N America LLC | 59066 | Magic Valley Wind Farm II | TBD Street | Raymondville | TX | 78590 | Willacy | 26.5222 | -97.6911 | TRE | ERCO | Electric Reliability Council of Texas, Inc. |  | 22 | NR | 2 | IPP Non-CHP |  | N |  | N |  | N |  |  | X |  | AEP Texas Central Company | 3278 | TX | 345
56215 | E ON Climate Renewables N America LLC | 59067 | Grandview Wind Farm III LLC | TBD Street | Panhandle | TX | 79068 | Carson | 35.3131 | -101.2744 | TRE | ERCO | Electric Reliability Council of Texas, Inc. |  | 22 | NR | 2 | IPP Non-CHP |  | N |  | N |  | N |  |  | X |  | Sharyland Utilities LP | 17008 | TX | 345
56215 | E ON Climate Renewables N America LLC | 59068 | Colbec's Corner, LLC |  | Panhandle | TX | 79068 | Carson | 35.3356 | -101.1514 | TRE | ERCO | Electric Reliability Council of Texas, Inc. |  | 22 | NR | 2 | IPP Non-CHP |  | N |  | N |  | N |  |  | X |  | Sharyland Utilities LP | 17008 | TX | 345
56215 | E ON Climate Renewables N America LLC | 59069 | Wildcat Wind Farm II LLC` | TBD | Sims | IN | 46036 | Grant | 40.4844 | -85.8561 | RFC | PJM | PJM Interconnection, LLC |  | 22 | NR | 2 | IPP Non-CHP |  | N |  | N |  | N |  |  | X |  | Indiana Michigan Power Co | 9324 | IN | 138
58891 | Jericho Power LLC | 59070 | Jericho Power | 95 Bathtub Trail | Berlin | NH | 3570 | Coos | 44.4669 | -71.225 | NPCC | ISNE | ISO New England Inc. |  | 22 | NR | 2 | IPP Non-CHP | N | N |  | N |  | N |  |  | X |  | Public Service Co of NH | 15472 | NH | 34.5
56990 | NJR Clean Energy Ventures Corporation | 59071 | Carroll Area Wind Farm | 28232 Highway 71 | Templeton | IA | 51463 | Carroll | 41.9414 | -94.8861 | MRO | MISO | Midcontinent Independent Transmission System Operator, Inc.. |  | 22 | NR | 2 | IPP Non-CHP |  | N |  | Y | Self-Certification to be filed | N |  | N | X |  | MidAmerican Energy Co | 12341 | IA | 69
58892 | Wooster Renewable Energy LLC | 59072 | Wooster Renewable Energy | 1123 Old Columbus Road | Wooster | OH | 44691 | Wayne | 40.785 | -81.9514 | RFC | PJM | PJM Interconnection, LLC |  | 115 | NR | 6 | Industrial Non-CHP |  | N |  | N |  | N |  | N | X |  | Ohio Power Co | 14006 | OH | 12.47
58889 | Dominion Cove Point LNG, LP | 59073 | Cove Point LNG Terminal | 2100 Cove Point RD | Lusby | MD | 20657 | Calvert | 38.3855 | -76.4098 | RFC | PJM | PJM Interconnection, LLC | Wells | 486 | NR | 4 | Commercial Non-CHP |  | N |  | N |  | N |  | N | X |  | Southern Maryland Elec Coop Inc | 17637 | MD | 12.47 |  |  | Dominion Transmission Pipeline TL-522 Dominion Transmission Pipeline TL-532
58893 | Xeres Ventures LLC | 59074 | SC 1 Data Center, Phase 2 | 555 Reed Street | Santa Clara | CA | 95050 | Santa Clara | 37.3617 | -121.9436 | WECC | CISO | California Independent System Operator |  | 22 | NR | 2 | IPP Non-CHP |  | N |  | N |  | N |  | N | X |  | City of Santa Clara - (CA) | 16655 | CA | 69
58894 | CF CVEC Owner One LLC | 59075 | Brewster Landfill | 201 Run Hill Road | Brewster | MA | 2631 | Barnstable | 41.7456 | -70.1031 | NPCC | ISNE | ISO New England Inc. |  | 22 | NR | 2 | IPP Non-CHP |  | N |  | N |  | N |  | N | X |  | NSTAR Electric Company | 54913 | MA | 23
57421 | BayWa r.e Wind LLC | 59076 | Chopin Wind LLC | York Road and Co Road 672 | Milton-Freewater | OR | 97862 | Umatilla | 45.88 | -118.4633 | WECC | PACW | PacifiCorp - West |  | 22 | NR | 2 | IPP Non-CHP | X | N |  | Y | QF14-394-000 | N |  | N | X |  | PacifiCorp | 14354 | OR | 69
58894 | CF CVEC Owner One LLC | 59077 | Chatham Landfill | 97 Sam Ryder Rd | Chatham | MA | 2633 | Barnstable | 41.6861 | -70.0061 | NPCC | ISNE | ISO New England Inc. |  | 22 | NR | 2 | IPP Non-CHP |  | N |  | N |  | N |  |  | X |  | NSTAR Electric Company | 54913 | MA | 23
58894 | CF CVEC Owner One LLC | 59078 | Harwich Landfill | 205 Queen Anne Road | Harwich | MA | 2645 | Barnstable | 41.6961 | -70.0919 | NPCC | ISNE | ISO New England Inc. |  | 22 | NR | 2 | IPP Non-CHP |  | N |  | N |  | N |  |  | X |  | NSTAR Electric Company | 54913 | MA | 23
58894 | CF CVEC Owner One LLC | 59079 | Katama Farm | 14 Aero Ave | Edgartown | MA | 2539 | Dukes | 41.3611 | -70.5169 | NPCC | ISNE | ISO New England Inc. |  | 22 | NR | 2 | IPP Non-CHP |  | N |  | N |  | N |  |  | X |  | NSTAR Electric Company | 54913 | MA | 23
58894 | CF CVEC Owner One LLC | 59080 | Nunnepog | 23rd Street | Edgartown | MA | 2539 | Dukes | 41.3589 | -70.505 | NPCC | ISNE | ISO New England Inc. |  | 22 | NR | 2 | IPP Non-CHP |  | N |  | N |  | N |  |  | X |  | NSTAR Electric Company | 54913 | MA | 23
58894 | CF CVEC Owner One LLC | 59081 | Barnstable Landfill | 45 Flint St | Marstons Mills | MA | 2648 | Barnstable | 41.6597 | -70.3956 | NPCC | ISNE | ISO New England Inc. |  | 22 | NR | 2 | IPP Non-CHP |  | N |  | N |  | N |  |  | X |  | NSTAR Electric Company | 54913 | MA | 23
58894 | CF CVEC Owner One LLC | 59082 | Dennis Landfill | Theophilus Smith Road | Dennis | MA | 2660 | Barnstable | 41.6931 | -70.145 | NPCC | ISNE | ISO New England Inc. |  | 22 | NR | 2 | IPP Non-CHP |  | N |  | N |  | N |  |  | X |  | NSTAR Electric Company | 54913 | MA | 23
57503 | Limon | 59083 | Limon III Wind LLC | 21910 County Road 3P | Limon | CO | 80858 | Lincoln | 39.3533 | -103.4742 | WECC | PSCO | Public Service Company of Colorado |  | 22 | NR | 2 | IPP Non-CHP |  | N |  | N |  | N |  |  | X |  | Public Service Co of Colorado | 15466 | CO | 345
59359 | BHE Renewables, LLC | 59084 | Marshall Wind Farm | 1315A 24 Road | Frankfort | KS | 66427 | Marshall | 39.7011 | -96.3608 | SPP | SWPP | Southwest Power Pool |  | 22 | NR | 2 | IPP Non-CHP |  | N |  | N |  | N |  | N | X |  | Westar Energy Inc | 22500 | KS | 115
57170 | EDF Renewable Asset Holdings, Inc. | 59085 | Lepomis PV Energy LLC | 1249R Old Sandwich Road | Plymouth | MA | 2360 | Plymouth | 41.8572 | -70.5583 | NPCC | ISNE | ISO New England Inc. |  | 22 | NR | 2 | IPP Non-CHP |  | N |  | N |  | N |  |  | X |  | NSTAR Electric Company | 54913 | MA | 23
58468 | Dominion Renewable Energy | 59086 | Goose Lake Solar | Paso Robles Highway | Lost Hills | CA | 93249 | Kern | 35.5936 | -119.58 | WECC | CISO | California Independent System Operator |  | 22 | NR | 2 | IPP Non-CHP |  | N |  | Y | 15-384-003 | N |  |  | X |  | Pacific Gas & Electric Co | 14328 | CA | 12.47
58468 | Dominion Renewable Energy | 59087 | City of Corcoran Solar | 23058 5th Avenue | Corcoran | CA | 93212 | Kings | 36.1344 | -119.5544 | WECC | CISO | California Independent System Operator |  | 22 | NR | 2 | IPP Non-CHP |  | N |  | Y | 15-383-003 | N |  |  | X |  | Pacific Gas & Electric Co | 14328 | CA | 12.47
59841 | 70SM1 8ME LLC | 59088 | Calipatria Solar Farm | SR 111 and E Hoober Rd | Imperial | CA | 92233 | Imperial | 33.1658 | -115.5322 | WECC | IID | Imperial Irrigation District |  | 22 | NR | 2 | IPP Non-CHP |  | N |  | N |  | N |  |  | X |  | Imperial Irrigation District | 9216 | CA | 92
58877 | Blue Heron Hydro LLC | 59089 | Townshend Hydro | 3845 Vermont Route 30 | Townshend | VT | 5353 | Windham | 43.0533 | -72.7025 | NPCC | ISNE | ISO New England Inc. | West River | 22 | NR | 2 | IPP Non-CHP |  | N |  | N |  | N |  | N | X |  | Green Mountain Power Corp | 7601 | VT | 13.2
58902 | Rockland Solar | 59090 | Rockland Solar | 800 Beech Street | Rockland | MA | 2370 | Plymouth | 42.0892 | -70.8978 | NPCC | ISNE | ISO New England Inc. |  | 22 | NR | 2 | IPP Non-CHP | Y | N |  | N |  | N |  |  | X |  | National Grid Generation, LLC | 26751 |  | 13.8
58901 | Hydro Green Energy | 59091 | Braddock Lock and Dam | 11th street | Braddock | PA | 15104 | Allegheny | 40.3889 | -79.8589 | RFC | PJM | PJM Interconnection, LLC | Monogahela River | 22 | NR | 2 | IPP Non-CHP |  | N |  | Y | P-13739 | N |  | N | X |  | West Penn Power Company | 20387 | PA | 23
8723 | City of Holland | 59093 | Holland Energy Park | One Energy Park Way | Holland | MI | 49423 | Ottawa | 42.7925 | -86.0922 | RFC | MISO | Midcontinent Independent Transmission System Operator, Inc.. |  | 22 | RE | 1 | Electric Utility |  | N |  | N |  | N |  | N | X |  | City of Holland | 8723 | MI | 138 |  |  | HOLLAND, CITY OF-BOARD OF PUBLIC WORKS
57313 | SolarCity Corporation | 59094 | Division 1 | 45401 Division Street | Lancaster | CA | 93535 | Los Angeles | 34.7083 | -118.1306 | WECC | CISO | California Independent System Operator |  | 22 | NR | 2 | IPP Non-CHP | Y | N |  | N |  | N |  | N | X |  | Southern California Edison Co | 17609 | CA | 480
57313 | SolarCity Corporation | 59095 | Division 2 | 45404 Division Street | Lancaster | CA | 93535 | Los Angeles | 34.7083 | -118.1306 | WECC | CISO | California Independent System Operator |  | 22 | NR | 2 | IPP Non-CHP | Y | N |  | N |  | N |  | N | X |  | Southern California Edison Co | 17609 | CA | 480
57313 | SolarCity Corporation | 59096 | Division 3 | 45406 Division Street | Lancaster | CA | 93535 | Los Angeles | 34.7083 | -118.1306 | WECC | CISO | California Independent System Operator |  | 22 | NR | 2 | IPP Non-CHP | Y | N |  | N |  | N |  | N | X |  | Southern California Edison Co | 17609 | CA | 480
58928 | Berry Plastics Solar | 59097 | Berry Plastics Solar | 190 Strykers Road | Phillipsburg | NJ | 8865 | Warren | 40.6983 | -75.1519 | RFC | PJM | PJM Interconnection, LLC |  | 22 | NR | 2 | IPP Non-CHP | Y | N |  | N |  | N |  |  | X |  | Jersey Central Power & Lt Co | 9726 | NJ | 34.5
57313 | SolarCity Corporation | 59098 | Kettering Solar 1 | 45062 1/4 3rd St E | Lancaster | CA | 93534 | Los Angeles | 34.7003 | -118.1236 | WECC | CISO | California Independent System Operator |  | 22 | NR | 2 | IPP Non-CHP | Y | N |  | N |  | N |  | N | X |  | Southern California Edison Co | 17609 | CA | 480
57313 | SolarCity Corporation | 59099 | Kettering Solar 2 | 45060 1/4 3rd St E | Lancaster | CA | 93534 | Los Angeles | 34.7003 | -118.1236 | WECC | CISO | California Independent System Operator |  | 22 | NR | 2 | IPP Non-CHP | Y | N |  | N |  | N |  | N | X |  | Southern California Edison Co | 17609 | CA | 480
58906 | Chauncey Farm | 59100 | Chauncey Farm LLC | 1878 Chauncey Town Rd | Lake Waccamaw | NC | 28450 | Columbus | 34.3375 | -78.5219 | SERC | CPLE | Progress Energy Carolinas - EAST |  | 22 | NR | 2 | IPP Non-CHP |  | N |  | Y | 12-397 | N |  |  | X |  | Duke Energy Progress - (NC) | 3046 | NC | 22.86
58908 | Dragstrip Farm LLC | 59102 | Dragstrip Farm | 2001 Old Dragstrip St | Hickory | NC | 28601 | Burke | 35.7581 | -81.4161 | SERC | DUK | Duke Energy Carolinas |  | 22 | NR | 2 | IPP Non-CHP |  | N |  | Y | SP-2892 | N |  |  | X |  | Duke Energy Carolinas, LLC | 5416 | NC | 22.86
58909 | Fremont Farm LLC | 59103 | Fremont Farm | 492 Ballance Rd | Fremont | NC | 27830 | Wayne | 35.5319 | -77.9692 | SERC | CPLE | Progress Energy Carolinas - EAST |  | 22 | NR | 2 | IPP Non-CHP |  | N |  | Y | SP-2923 | N |  |  | X |  | Duke Energy Progress - (NC) | 3046 | NC
58911 | Market Farm LLC | 59105 | Market Farm | 5820 US 29 Business | Reidsville | NC | 27320 | Rockingham | 36.3903 | -79.6472 | SERC | DUK | Duke Energy Carolinas |  | 22 | NR | 2 | IPP Non-CHP |  | N |  | Y | 13-494 | N |  |  | X |  | Duke Energy Carolinas, LLC | 5416 | NC | 12.4
58927 | Snow Hill Solar 2 LLC | 59106 | Snow Hill Solar 2 LLC | 373 NC Hwy 38 South | Snow Hill | NC | 28580 | Greene | 35.4442 | -77.6494 | SERC | CPLE | Progress Energy Carolinas - EAST |  | 22 | NR | 2 | IPP Non-CHP |  | N |  | Y | 13-121-000 | N |  |  | X |  | Duke Energy Progress - (NC) | 3046 | NC | 22.86
58912 | Mount Olive Farm LLC | 59107 | Mount Olive Farm | 1001 W Main St | Mount Olive | NC | 28365 | Wayne | 35.2019 | -78.0817 | SERC | CPLE | Progress Energy Carolinas - EAST |  | 22 | NR | 2 | IPP Non-CHP |  | N |  | Y | 13-31 | N |  |  | X |  | Duke Energy Progress - (NC) | 3046 | NC | 12.4
58915 | Spicewood Solar Farm LLC | 59109 | Spicewood Solar Farm LLC | 255 NC Highway 211 | Eagle Springs | NC | 27242 | Moore | 35.3025 | -79.7017 | SERC | CPLE | Progress Energy Carolinas - EAST |  | 22 | NR | 2 | IPP Non-CHP |  | N |  | Y | 13-222-001 | N |  |  | X |  | Duke Energy Progress - (NC) | 3046 | NC | 22.86
58916 | Springfield Solar 1 LLC | 59110 | Springfield Solar 1 LLC | 2915 N Farm Road 209 | Strafford | MO | 65757 | Greene | 37.2464 | -93.1664 | SERC | SWPP | Southwest Power Pool |  | 22 | NR | 2 | IPP Non-CHP |  | N |  | Y | 14-191 | N |  |  | X |  | City Utilities of Springfield - (MO) | 17833 | MO | 13.2
58917 | West Salisbury Farm LLC | 59111 | West Salisbury Farm LLC | 2100 Mooresville Road | Salisbury | NC | 28147 | Rowan | 35.6683 | -80.5236 | SERC | DUK | Duke Energy Carolinas |  | 22 | NR | 2 | IPP Non-CHP |  | N |  | Y | 14-450 | N |  |  | X |  | Duke Energy Carolinas, LLC | 5416 | NC | 22.86
58919 | Yanceyville Farm 2 LLC | 59113 | Yanceyville Farm 2 LLC | 437 N Carlona Rd 62 | Blanch | NC | 27212 | Caswell | 36.4139 | -79.3169 | SERC | CPLE | Progress Energy Carolinas - EAST |  | 22 | NR | 2 | IPP Non-CHP |  | N |  | Y | 13-639 | N |  |  | X |  | Duke Energy Progress - (NC) | 3046 | NC | 22.86
58920 | Redmon Solar Farm LLC | 59114 | Redmon Solar Farm LLC | 1301 Redmon Rd | Cleveland | NC | 27013 | Rowan | 35.7108 | -80.6658 | SERC | DUK | Duke Energy Carolinas |  | 22 | NR | 2 | IPP Non-CHP |  | N |  | Y | 13-394 | N |  |  | X |  | Duke Energy Carolinas, LLC | 5416 | NC | 12.4
58926 | Anderson Farm LLC | 59115 | Anderson Farm LLC | 595 Dunn Rd | Roseboro | NC | 28382 | Sampson | 34.9756 | -78.5167 | SERC | CPLE | Progress Energy Carolinas - EAST |  | 22 | NR | 2 | IPP Non-CHP |  | N |  | Y | 13-158-000 | N |  |  | X |  | Duke Energy Progress - (NC) | 3046 | NC | 12.4
58929 | Cape May County Municipal | 59116 | Woodbine Landfill Plant | 2050 Route 610 | Woodbine | NJ | 8270 | Cape May | 39.2311 | -74.7808 | RFC | PJM | PJM Interconnection, LLC |  | 562212 | NR | 4 | Commercial Non-CHP |  | N |  | N |  | N |  | N | X |  | Atlantic City Electric Co | 963 | NJ | 12.47
3046 | Duke Energy Progress - (NC) | 59117 | DD Fayetteville Solar NC LLC | 22828 NC Hwy 87 West | Fayetteville | NC | 28306 | Bladen | 34.8344 | -78.8436 | SERC | DUK | Duke Energy Carolinas |  | 22 | RE | 1 | Electric Utility |  | N |  | N |  | N |  | N | X |  | Duke Energy Carolinas, LLC | 5416 | NC | 115
58939 | Cameron Wind 1 LLC | 59118 | Cameron Wind 1 LLC | 25005 FM 1847 B | Rio Hondo | TX | 78583 | Cameron | 26.1953 | -97.4661 | TRE | ERCO | Electric Reliability Council of Texas, Inc. |  | 22 | NR | 2 | IPP Non-CHP | N | N |  | N |  | N |  | N | X |  | South Texas Electric Coop, Inc | 17583 | TX | 138
58661 | Sustainable Power Group, LLC | 59119 | Warsaw I | Bruce Costin Rd | Warsaw | NC | 28398 | Duplin | 35.01 | -78.11 | SERC | DUK | Duke Energy Carolinas |  | 22 | NR | 2 | IPP Non-CHP | N | N |  | Y | 12314001 | N |  |  | X |  | Duke Energy Carolinas, LLC | 5416 | NC | 22.86
58661 | Sustainable Power Group, LLC | 59120 | Warsaw II | 1115 West Wards Bridge Rd | Warsaw | NC | 28398 | Duplin | 35.01 | -78.05 | SERC | DUK | Duke Energy Carolinas |  | 22 | NR | 2 | IPP Non-CHP | N | N |  | Y | 12500001 | N |  | N | X |  | Duke Energy Carolinas, LLC | 5416 | NC | 22.86
59622 | Ahana Renewables, LLC | 59121 | Acushnet-Braley Road 1 | 117 Braley Road | Freetown | MA | 2717 | Bristol | 41.7517 | -70.9706 | NPCC | ISNE | ISO New England Inc. |  | 22 | NR | 2 | IPP Non-CHP | Y | N |  | Y | QF14-294-000 | N |  | N | X |  | NSTAR Electric Company | 54913 | MA | 15
58944 | Enerparc CA 1, LLC | 59122 | Enerparc CA1 LLC | 2120 Cienega Road | Hollister | CA | 95023 | San Benito | 36.8317 | -121.4042 | WECC | CISO | California Independent System Operator |  | 22 | NR | 2 | IPP Non-CHP | N | N |  | N |  | N |  | N | X |  | Pacific Gas & Electric Co | 14328 | CA | 12
58925 | Moncure Farm LLC | 59123 | Moncure Farm LLC | 3812 Corinth Rd | Moncure | NC | 27559 | Chatham | 35.5683 | -79.0325 | SERC | CPLE | Progress Energy Carolinas - EAST |  | 22 | NR | 2 | IPP Non-CHP |  | N |  | Y | 12-233 | N |  |  | X |  | Duke Energy Progress - (NC) | 3046 | NC | 22.86
58924 | Martin Creek Farm LLC | 59124 | Martin Creek Farm LLC | 4039 Brookhaven VLG | Henderson | NC | 27536 | Vance | 36.2864 | -78.3861 | SERC | CPLE | Progress Energy Carolinas - EAST |  | 22 | NR | 2 | IPP Non-CHP |  | N |  | Y | 13-267 | N |  |  | X |  | Duke Energy Progress - (NC) | 3046 | NC | 22.86
58923 | Kinston Solar LLC | 59125 | Kinston | 4946 N Carolina 58 | Kinston | NC | 28504 | Lenoir | 35.3706 | -77.6083 | SERC | CPLE | Progress Energy Carolinas - EAST |  | 22 | NR | 2 | IPP Non-CHP |  | N |  | Y | 13-99-000 | N |  |  | X |  | Duke Energy Progress - (NC) | 3046 | NC | 22.86
58922 | Daniel Farm LLC | 59126 | Daniel Farm LLC | 295 Daniel Road | Mocksville | NC | 27038 | Davie | 35.8489 | -80.5536 | SERC | DUK | Duke Energy Carolinas |  | 22 | NR | 2 | IPP Non-CHP |  | N |  | Y | 13-11 | N |  |  | X |  | Duke Energy Carolinas, LLC | 5416 | NC | 12.4
58921 | Bailey Farm LLC | 59127 | Bailey Farm LLC | 9818 Winters Rd | Bailey | NC | 27807 | Nash | 35.7875 | -78.1397 | SERC | CPLE | Progress Energy Carolinas - EAST |  | 22 | NR | 2 | IPP Non-CHP |  | N |  | Y | 13-4 | N |  |  | X |  | Duke Energy Progress - (NC) | 3046 | NC | 22.86
59622 | Ahana Renewables, LLC | 59128 | Acushnet- High Hill | 560 High Hill | Dartmouth | MA | 2747 | Bristol | 41.7144 | -70.9972 | NPCC | ISNE | ISO New England Inc. |  | 22 | NR | 2 | IPP Non-CHP | Y | N |  | Y | QF14-287-000 | N |  | N | X |  | NSTAR Electric Company | 54913 | MA | 13.2
59622 | Ahana Renewables, LLC | 59129 | CSD 2- Freedom High | 1050 Neroly Road | Oakley | CA | 95037 | Contra Costa | 37.9697 | -121.7194 | WECC | CISO | California Independent System Operator |  | 22 | NR | 2 | IPP Non-CHP | Y | N |  | Y | QF13-591-000 | N |  | N | X |  | Pacific Gas & Electric Co | 14328 | CA | 0.48 | 0.28
59622 | Ahana Renewables, LLC | 59130 | CSD 2 - Heritage High | 101 American Avenue | Brentwood | CA | 94513 | Contra Costa | 37.9219 | -121.7556 | WECC | CISO | California Independent System Operator |  | 22 | NR | 2 | IPP Non-CHP | Y | N |  | Y | QF13-592-000 | N |  | N | X |  | Pacific Gas & Electric Co | 14328 | CA | 0.48 | 0.28
59622 | Ahana Renewables, LLC | 59131 | Dartmouth Landfill | 976 Russell Mills Road | Dartmouth | MA | 2748 | Bristol | 41.5811 | -70.9981 | WECC | ISNE | ISO New England Inc. |  | 22 | NR | 2 | IPP Non-CHP |  | N |  | Y | QF14-288-000 | N |  | N | X |  | NSTAR Electric Company | 54913 | MA | 15
59622 | Ahana Renewables, LLC | 59132 | EAFB - North Base | 900 North Rosamond BLVD | Edwards Air Force Bas | CA | 93524 | Kern | 34.9325 | -117.9072 | WECC | CISO | California Independent System Operator |  | 22 | NR | 2 | IPP Non-CHP | N | N |  | Y | QF14-238-000 | N |  | N | X |  | Southern California Edison Co | 17609 | CA | 35
59622 | Ahana Renewables, LLC | 59133 | EAFB - South Base | 5 South Wolfe Avenue | Edwards Air Force Bas | CA | 93524 | Kern | 34.9172 | -117.9003 | WECC | CISO | California Independent System Operator |  | 22 | NR | 2 | IPP Non-CHP | N | N |  | Y | QF14-237-000 | N |  | N | X |  | Southern California Edison Co | 17609 | CA | 35
59622 | Ahana Renewables, LLC | 59134 | Easton Landfill | 114 Prospect Street | Easton | MA | 2375 | Bristol | 42.0103 | -71.0922 | NPCC | ISNE | ISO New England Inc. |  | 22 | NR | 2 | IPP Non-CHP | Y | N |  | Y | QF14-289-000 | N |  | N | X |  | National Grid Generation, LLC | 26751 |  | 13.8
59622 | Ahana Renewables, LLC | 59135 | Ludlow Landfill | 515 Holyoke Street | Ludlow | MA | 1056 | Hampden | 42.1822 | -72.5075 | NPCC | ISNE | ISO New England Inc. |  | 22 | NR | 2 | IPP Non-CHP | Y | N |  | Y | QF14-290-000 | N |  | N | X |  | Western Massachusetts Electric Company | 20455 | MA | 15
59622 | Ahana Renewables, LLC | 59136 | Methuen Landfill | 41 Huntington Av | Methuen | MA | 1844 | Essex | 42.7447 | -71.175 | NPCC | ISNE | ISO New England Inc. |  | 22 | NR | 2 | IPP Non-CHP | Y | N |  | Y | QF14-291-000 | N |  | N | X |  | National Grid Generation, LLC | 26751 |  | 13.2
59622 | Ahana Renewables, LLC | 59137 | Plymouth Site 1 | 180 Brook Street | Plympton | MA | 2367 | Plymouth | 41.96 | -70.7786 | NPCC | ISNE | ISO New England Inc. |  | 22 | NR | 2 | IPP Non-CHP | Y | N |  | Y | QF14-292-000 | N |  | N | X |  | NSTAR Electric Company | 54913 | MA | 23
59622 | Ahana Renewables, LLC | 59138 | SDCCD - Miramar | 10440 Black Mountain Rd | San Diego | CA | 92126 | San Diego | 32.9061 | -117.1214 | WECC | CISO | California Independent System Operator |  | 22 | NR | 2 | IPP Non-CHP | Y | N |  | Y | QF14-255-000 | N |  | N | X |  | San Diego Gas & Electric Co | 16609 | CA | 12
59622 | Ahana Renewables, LLC | 59139 | SDCWA - Twin Oaks | 3566 N. Twin Oaks Valley Road | San Marcos | CA | 92069 | San Diego | 33.21 | -117.1706 | WECC | CISO | California Independent System Operator |  | 22 | NR | 2 | IPP Non-CHP | Y | N |  | Y | QF14-263-000 | N |  | N | X |  | San Diego Gas & Electric Co | 16609 | CA | 12
57170 | EDF Renewable Asset Holdings, Inc. | 59140 | EDF Lancaster | 1999 Shirley Rd | Lancaster | MA | 1523 | Worcester | 42.5292 | -71.6653 | NPCC | ISNE | ISO New England Inc. |  | 22 | NR | 2 | IPP Non-CHP |  | N |  | N |  | N |  |  | X |  | National Grid Generation, LLC | 26751 |  | 13.8
58948 | Manatee County Utilities Department | 59142 | Manatee County LFGTE | 3415 Lena Rd | Bradenton | FL | 34211 | Manatee | 27.4689 | -82.4508 | FRCC | FPL | Florida Power & Light Company |  | 22 | NR | 2 | IPP Non-CHP |  | N |  | N |  | N |  | N | X |  | Florida Power & Light Co | 6452 | FL | 4.16
58960 | Timberline Energy LLC | 59143 | Front Range Project | 2200 Weld County Road 6 | Erie | CO | 80516 | Weld | 40.0294 | -105.0047 | WECC | WACM | Western Area Power Administration - Rocky Mountain Region |  | 22 | NR | 2 | IPP Non-CHP |  | N |  | Y | 09-47-000 | N |  | N | X |  | United Power, Inc | 19499 | CO | 12.47
58949 | Hangar 160 LLC | 59144 | Brighton PV Solar Plant | 15755 Colorado Blvd | Brighton | CO | 80602 | Adams | 39.9825 | -104.9408 | WECC | WACM | Western Area Power Administration - Rocky Mountain Region |  | 22 | NR | 2 | IPP Non-CHP |  | N |  | N |  | N |  | N | X |  | United Power, Inc | 19499 | CO | 12.47
58959 | Freeport LNG Development L.P | 59145 | Freeport LP Pretreatment Facility | CR 690 and CR 891 | Freeport | TX | 77541 | Brazoria | 28.9792 | -95.3069 | TRE | ERCO | Electric Reliability Council of Texas, Inc. |  | 211 | NR | 6 | Industrial Non-CHP |  | N |  | N |  | N |  | N | X |  | CenterPoint Energy | 8901 | TX | 138 |  |  | Freeport LNG Development, L.P. 42" Natural Gas Pipeline
58961 | United Therapeutics Corporation | 59146 | XPF Solar Field | 3030 E Cornwallis Road | Durham | NC | 27713 | Durham | 35.9117 | -78.8733 | SERC | DUK | Duke Energy Carolinas |  | 22 | NR | 2 | IPP Non-CHP |  | N |  | Y | 14-225 | N |  | N | X |  | Duke Energy Carolinas, LLC | 5416 | NC | 14.4
58962 | Fair Wind Power Partners | 59147 | Fair Wind Power |  | Garret | MD | 21550 | Garrett | 39.3242 | -79.3886 | RFC | PJM | PJM Interconnection, LLC |  | 22 | NR | 2 | IPP Non-CHP |  | N |  | N |  | Y | pending |  | X |  | The Potomac Edison Company | 15263 | MD | 138
59835 | Green Farm Solar LLC | 59148 | Green Farm | 1800 Claude Green Rd | Robersonville | NC | 27871 | Martin | 35.8317 | -77.2697 | SERC | PJM | PJM Interconnection, LLC |  | 22 | NR | 2 | IPP Non-CHP | N | N |  | Y | 13-675-000 | N |  | N | X |  | Virginia Electric & Power Co | 19876 | NC | 12.5
59836 | Simons Solar Farm LLC | 59149 | Simons Farm | Colice Hall Ln | Ahoskie | NC | 27910 | Hertford | 36.3064 | -76.9972 | SERC | PJM | PJM Interconnection, LLC |  | 22 | NR | 2 | IPP Non-CHP | N | N |  | Y | 14-60-00 | N |  |  | X |  | Virginia Electric & Power Co | 19876 | NC | 34.5
58968 | RE Mustang LLC | 59150 | RE Mustang LLC | SW of Route 198 and 25th Ave | Lemoore | CA | 93245 | Kings | 36.2217 | -119.9031 | WECC | CISO | California Independent System Operator |  | 22 | NR | 2 | IPP Non-CHP |  | N |  | N |  | N |  |  | X |  | Pacific Gas & Electric Co | 14328 | CA | 230
58969 | Harvest Power Orlando LLC | 59151 | Harvest Power Orlando | 2010 South Service Lane | Lake Buena Vista | FL | 32830 | Orange | 28.3761 | -81.5906 | FRCC | FPC | Progress Energy Florida |  | 562 | NR | 4 | Commercial Non-CHP |  | N |  | N |  | N |  | N | X |  | Reedy Creek Improvement Dist | 15776 | FL | 12.47 | 7.2
58970 | Ecoplexus, Inc | 59152 | Thornton PV1 | 149 Thornton Lane | Snow Hill | NC | 28580 | Greene | 35.3958 | -77.6617 | SERC | DUK | Duke Energy Carolinas |  | 22 | NR | 2 | IPP Non-CHP | X | N |  | Y | QF15-131-000 | N |  | N | X |  | Duke Energy Carolinas, LLC | 5416 | NC | 23
58970 | Ecoplexus, Inc | 59153 | Watson Seed Farm PV1 | 16825 Watson Seed Farm Rd | Whitakers | NC | 27891 | Nash | 36.1297 | -77.7214 | SERC | PJM | PJM Interconnection, LLC |  | 22 | NR | 2 | IPP Non-CHP |  | N |  | Y | QF14-578-000 | N |  |  | X |  | Virginia Electric & Power Co | 19876 | NC | 34.5
58970 | Ecoplexus, Inc | 59154 | Bradley PV1 | 117 Hollowell Rd | Aulander | NC | 27805 | Hertford | 36.2606 | -77.0764 | SERC | PJM | PJM Interconnection, LLC |  | 22 | NR | 2 | IPP Non-CHP |  | N |  | Y | QF14-372 | N |  |  | X |  | Virginia Electric & Power Co | 19876 | NC | 34.5
59819 | Fresh Air Energy X, LLC | 59155 | Shawboro PV1 | 421 Shawboro Rd | Shawboro | NC | 27973 | Currituck | 36.4333 | -76.0872 | SERC | PJM | PJM Interconnection, LLC |  | 22 | NR | 2 | IPP Non-CHP |  | N |  | Y | QF14-374 | N |  |  | X |  | Virginia Electric & Power Co | 19876 | NC | 34.5
58970 | Ecoplexus, Inc | 59156 | Carter PV1 | 600 John B Carter Rd | Fayetteville | NC | 28312 | Cumberland | 35.0211 | -78.7875 | SERC | CPLE | Progress Energy Carolinas - EAST |  | 22 | NR | 2 | IPP Non-CHP |  | N |  | Y | QF14-373 | N |  |  | X |  | Duke Energy Progress - (NC) | 3046 | NC | 23
58970 | Ecoplexus, Inc | 59157 | Pecan PV1 | 163 Pecan Rd | Cordova | NC | 28330 | Richmond | 34.9092 | -79.8294 | SERC | CPLE | Progress Energy Carolinas - EAST |  | 22 | NR | 2 | IPP Non-CHP |  | N |  | Y | QF14-376 | N |  |  | X |  | Duke Energy Progress - (NC) | 3046 | NC | 23
58970 | Ecoplexus, Inc | 59158 | Langley PV1 | 6208 East Langley Rd | Elm City | NC | 27822 | Wilson | 35.8019 | -77.8489 | SERC | CPLE | Progress Energy Carolinas - EAST |  | 22 | NR | 2 | IPP Non-CHP |  | N |  | Y | QF14-375 | N |  |  | X |  | Duke Energy Progress - (NC) | 3046 | NC | 23
58695 | Coronal Development Services | 59159 | Tower Solar Center LLC | 688 Town Road | Vale | NC | 28168 | Lincoln | 35.4889 | -81.4211 | SERC |  |  |  | 22 | NR | 2 | IPP Non-CHP |  | N |  | N |  | N |  |  | X |  |  |  |  | 12.47
58695 | Coronal Development Services | 59160 | Pinewood Solar Center LLC | 5091 NC Hwy 65` | Reidsville | NC | 27320 | Rockingham | 36.3181 | -79.8231 | SERC |  |  |  | 22 | NR | 2 | IPP Non-CHP |  | N |  | Y | 14-41-000 | N |  |  | X |  |  |  |  | 13.2
58695 | Coronal Development Services | 59161 | Lake Solar Center LLC | 5452 Lake Wilson Road | Elm City | NC | 27822 | Wilson | 35.8039 | -77.8739 | SERC | CPLE | Progress Energy Carolinas - EAST |  | 22 | NR | 2 | IPP Non-CHP |  | N |  | Y | 14-37-000 | N |  |  | X |  | Duke Energy Progress - (NC) | 3046 | NC | 23
58695 | Coronal Development Services | 59162 | Mariposa Solar Center LLC | 533 Blacksnake Road | Stanley | NC | 28164 | Gaston | 35.3739 | -81.0869 | SERC | DUK | Duke Energy Carolinas |  | 22 | NR | 2 | IPP Non-CHP |  | N |  | Y | 14-44-000 | N |  |  | X |  | Duke Energy Carolinas, LLC | 5416 | NC | 12.47
59462 | Heelstone Energy Holdings, LLC | 59163 | Highland Solar Center LLC | 3717 S Highland Ave | Grifton | NC | 28530 | Lenoir | 35.3639 | -77.4519 | SERC | CPLE | Progress Energy Carolinas - EAST |  | 22 | NR | 2 | IPP Non-CHP |  | N |  | Y | 14-36-000 | N |  |  | X |  | Duke Energy Progress - (NC) | 3046 | NC | 22.86
3046 | Duke Energy Progress - (NC) | 59164 | Elm City Solar Facility | 4616 Haynes Rd | Elm City | NC | 27822 | Wilson | 35.7811 | -77.8469 | SERC | CPLE | Progress Energy Carolinas - EAST |  | 22 | RE | 1 | Electric Utility |  | N |  | N |  | N |  |  | X |  | Duke Energy Progress - (NC) | 3046 | NC | 115
58695 | Coronal Development Services | 59165 | Mason Solar Center LLC | 1099 S Grimesland Bridge Rd | Grimesland | NC | 27837 | Pitt | 35.555 | -77.1911 | SERC | CPLE | Progress Energy Carolinas - EAST |  | 22 | NR | 2 | IPP Non-CHP |  | N |  | Y | 14-43-000 | N |  |  | X |  | Duke Energy Progress - (NC) | 3046 | NC | 22.86
58977 | Bridgeport Disposal LLC | 59166 | Bridgeport Disposal Solar Farm | 2858 Route 322 | Gloucester | NJ | 8014 | Gloucester | 39.7875 | -75.3508 | RFC | PJM | PJM Interconnection, LLC |  | 562 | NR | 4 | Commercial Non-CHP | Y | N |  | Y | unknown | N |  | N | X |  | Atlantic City Electric Co | 963 | NJ | 12.47
58976 | PsomasFMG Lancaster Solar Crest, LLC | 59167 | Lancaster Solar 1 | 43000 20th Street East | Lancaster | CA | 93535 | Los Angeles | 34.715 | -118.095 | WECC | CISO | California Independent System Operator |  | 22 | NR | 2 | IPP Non-CHP |  | N |  | Y | 14-560-000 | N |  | N | X |  | Southern California Edison Co | 17609 | CA | 12
59384 | Avalon Solar | 59168 | Avalon Solar | 915 E Pima Mine Road | Pima | AZ | 85543 | Pima | 32.0014 | -110.9606 | WECC | TEPC | Tucson Electric Power Company |  | 22 | NR | 2 | IPP Non-CHP |  | N |  | Y | QF14-737 | N |  | N | X |  | Tucson Electric Power Co | 24211 | AZ | 34.5
58976 | PsomasFMG Lancaster Solar Crest, LLC | 59169 | Lancaster Solar 2 | 43000 20th Street East | Lancaster | CA | 93535 | Los Angeles | 34.7106 | -118.1661 | WECC | CISO | California Independent System Operator |  | 22 | NR | 2 | IPP Non-CHP |  | N |  | Y | 14-561-000 | N |  | N | X |  | Southern California Edison Co | 17609 | CA | 12
58975 | Jakana Solar | 59170 | Jakana Solar | 23551 NC HWY 125 | Williamston | NC | 27892 | Martin | 35.8753 | -77.0811 | SERC | PJM | PJM Interconnection, LLC |  | 22 | NR | 2 | IPP Non-CHP | N | N |  | Y | 13-281-001 | N |  | N | X |  | Virginia Electric & Power Co | 19876 | NC | 34.5
58979 | Windsor Solar LLC | 59171 | Windsor Solar | 516 US Old Hwy 17 North | Windsor | NC | 27983 | Bertie | 36.0169 | -76.8831 | SERC | PJM | PJM Interconnection, LLC |  | 22 | NR | 2 | IPP Non-CHP | N | N |  | Y | 13-279-001 | N |  | N | X |  | Virginia Electric & Power Co | 19876 | NC | 34.5
58985 | Marion Solar LLC | 59172 | Belmont | 2700 S Belmont Ave | Indianapolis | IN | 46221 | Marion | 39.72 | -86.1931 | RFC | MISO | Midcontinent Independent Transmission System Operator, Inc.. |  | 22 | NR | 2 | IPP Non-CHP |  | N |  | N |  | N |  |  | X |  | Indianapolis Power & Light Co | 9273 | IN | 13.2
58981 | Bethel Solar LLC | 59173 | Bethel Solar | 341 Price Rd | Bethel | NC | 27812 | Pitt | 35.75 | -77.385 | SERC | PJM | PJM Interconnection, LLC |  | 22 | NR | 2 | IPP Non-CHP | N | N |  | Y | 13-321-001 | N |  | N | X |  | Virginia Electric & Power Co | 19876 | NC | 12.47
58980 | Lewiston Solar LLC | 59174 | Lewiston Solar | 3505 Governors Road | Lewiston | NC | 27849 | Bertie | 36.1411 | -77.2111 | SERC | PJM | PJM Interconnection, LLC |  | 22 | NR | 2 | IPP Non-CHP | N | N |  | Y | 13-280-001 | N |  | N | X |  | Virginia Electric & Power Co | 19876 | NC | 34.5
58982 | Woodland Solar LLC | 59175 | Woodland Solar | W Main Street & US Hwy 258 W | Woodland | NC | 27897 | Northampton | 36.3419 | -77.2211 | SERC | PJM | PJM Interconnection, LLC |  | 22 | NR | 2 | IPP Non-CHP | N | N |  | Y | 13-683-000 | N |  | N | X |  | Virginia Electric & Power Co | 19876 | NC | 34.5
58983 | Williamston Solar LLC | 59176 | Williamston Solar | US HWy 17 S & Ranch Motel Rd | Williamston | NC | 27892 | Martin | 35.8011 | -77.0631 | SERC | PJM | PJM Interconnection, LLC |  | 22 | NR | 2 | IPP Non-CHP | N | N |  | Y | 13-294-001 | N |  | N | X |  | Virginia Electric & Power Co | 19876 | NC | 12.47
58984 | Winton Solar LLC | 59177 | Winton Solar | 100 NC Hwy 45 | Winton | NC | 27986 | Hertford | 36.375 | -76.9389 | SERC | PJM | PJM Interconnection, LLC |  | 22 | NR | 2 | IPP Non-CHP | N | N |  | Y | 13-684-000 | N |  | N | X |  | Virginia Electric & Power Co | 19876 | NC | 34.5
58440 | CD US Solar MT 2 LLC | 59178 | Franklin 1 | 300 Arnold St | Wrentham | MA | 2093 | Norfolk | 42.0406 | -71.3936 | NPCC | ISNE | ISO New England Inc. |  | 22 | NR | 2 | IPP Non-CHP |  | N |  | Y | Pending | N |  | N | X |  | Southern California Edison Co | 17609 | CA | 13.2
58440 | CD US Solar MT 2 LLC | 59179 | Franklin 2 | 929 Upper Union Street | Franklin | MA | 2038 | Norfolk | 42.0542 | -71.3917 | NPCC | ISNE | ISO New England Inc. |  | 22 | NR | 2 | IPP Non-CHP |  | N |  | Y | Pending | N |  | N | X |  | Southern California Edison Co | 17609 | CA | 13.2
58985 | Marion Solar LLC | 59180 | Marion Solar LNG | 4536 86th Street | Indianapolis | IN | 46268 | Marion | 39.9131 | -86.2381 | RFC | MISO | Midcontinent Independent Transmission System Operator, Inc.. |  | 22 | NR | 2 | IPP Non-CHP |  | N |  | N |  | N |  |  | X |  | Indianapolis Power & Light Co | 9273 | IN | 13.2
58986 | AgriReNew | 59181 | AgriReNew | 26618 20th Ave | Stockton | IA | 52769 | Scott | 41.6919 | -90.8664 | MRO | MISO | Midcontinent Independent Transmission System Operator, Inc.. |  | 22 | NR | 3 | IPP CHP |  | N |  | Y | 13-283 | N |  | N | X |  | Interstate Power and Light Co | 9417 | IA | 12.5
59139 | SunEdison LLC | 59182 | Hesperia | 10200 Amargosa Rd | Hesperia | CA | 92392 | San Bernardino | 34.435 | -117.3781 | WECC | CISO | California Independent System Operator |  | 22 | NR | 2 | IPP Non-CHP | X | N |  | Y | 14-575-000 | N |  | N | X |  | Southern California Edison Co | 17609 | CA | 12
58468 | Dominion Renewable Energy | 59183 | CID Solar, LLC | 4285 Nevada Avenue | Corcoran | CA | 93212 | Kings | 36.1381 | -119.5647 | WECC | CISO | California Independent System Operator |  | 22 | NR | 2 | IPP Non-CHP |  | N |  | Y | 15-72-003 | Y | EG16-2-000 | N | X |  | Pacific Gas & Electric Co | 14328 | CA | 12.47
58468 | Dominion Renewable Energy | 59184 | Mulberry Farm LLC | 980 Hwy 142 | Selmer | TN | 38375 | McNairy | 35.1319 | -88.5867 | SERC | TVA | Tennessee Valley Authority |  | 22 | NR | 2 | IPP Non-CHP |  | N |  | Y | 14-413-003 | Y | EG14-62-000 | N | X |  | Pickwick Electric Coop | 15016 | TN | 161
56990 | NJR Clean Energy Ventures Corporation | 59185 | Jacobstown | 210 Jacobstown-Cookstown Rd | North Hanover | NJ | 8562 | Burlington | 40.0628 | -74.5806 | RFC | PJM | PJM Interconnection, LLC |  | 22 | NR | 2 | IPP Non-CHP |  | N |  | N |  | N |  | N | X |  | Jersey Central Power & Lt Co | 9726 | NJ | 34.5
56990 | NJR Clean Energy Ventures Corporation | 59186 | West Pemberton | 2614 US 206 | Pemberton Twp | NJ | 8022 | Burlington | 40.0067 | -74.7303 | RFC | PJM | PJM Interconnection, LLC |  | 22 | NR | 2 | IPP Non-CHP |  | N |  | N |  | N |  | N | X |  | Public Service Elec & Gas Co | 15477 | NJ | 26.4
13809 | NorthWestern Energy - (SD) | 59187 | Beethoven Wind | 29098 406th Avenue | Tripp | SD | 57376 | Bon Homme | 43.16 | -98.08 | MRO | SWPP | Southwest Power Pool |  | 22 | RE | 1 | Electric Utility | X | N |  | Y | QF14-1-001 | N |  | N | X |  | NorthWestern Energy - (SD) | 13809 | SD | 115
58468 | Dominion Renewable Energy | 59188 | Selmer Farm LLC | 350 Old Hwy 5 | Selmer | TN | 38375 | McNairy | 35.1497 | -88.5553 | SERC | TVA | Tennessee Valley Authority |  | 22 | NR | 2 | IPP Non-CHP |  | N |  | Y | 14-414-003 | Y | EG14-61-000 | N | X |  | Pickwick Electric Coop | 15016 | TN | 161
58993 | East Wayne Solar LLC | 59189 | East Wayne Solar LLC | 111 True Vine Rd | Goldsboro | NC | 27534 | Wayne | 35.4417 | -77.85 | SERC | CPLE | Progress Energy Carolinas - EAST |  | 22 | NR | 2 | IPP Non-CHP |  | N |  | Y | 13-95-000 | N |  |  | X |  | Duke Energy Progress - (NC) | 3046 | NC | 22.86
58995 | Vickers Farm LLC | 59190 | Vickers | 199 Vickers Rd | Chapel Hill | NC | 27517 | Chatham | 35.8233 | -79.0803 | SERC | CPLE | Progress Energy Carolinas - EAST |  | 22 | NR | 2 | IPP Non-CHP |  | N |  | Y | 12-284 | N |  |  | X |  | Duke Energy Progress - (NC) | 3046 | NC | 22.86
58996 | Soluga Farms 1 LLC | 59191 | Soluga Farms 1 | 1031 Bell's Branch Rd | Newton Grove | NC | 28366 | Sampson | 35.2431 | -78.3869 | SERC | CPLE | Progress Energy Carolinas - EAST |  | 22 | NR | 2 | IPP Non-CHP |  | N |  | Y | 13-270 | N |  |  | X |  | Duke Energy Progress - (NC) | 3046 | NC | 22.86
58997 | Soluga Farms 2 LLC | 59192 | Soluga Farms 2 LLC | 2209 NC 211 Hwy w | Clarkton | NC | 28433 | Bladen | 34.5 | -78.6892 | SERC | CPLE | Progress Energy Carolinas - EAST |  | 22 | NR | 2 | IPP Non-CHP |  | N |  | Y | 13-271 | N |  | N | X |  | Duke Energy Progress - (NC) | 3046 | NC | 22.86
58998 | Chapman Ranch Wind LLC | 59193 | Chapman Ranch Wind I |  | Corpus Christi | TX | 78347 | Nueces | 27.5925 | -97.5008 | TRE | ERCO | Electric Reliability Council of Texas, Inc. |  | 22 | NR | 2 | IPP Non-CHP |  | N |  | N |  | N |  |  | X |  | AEP Texas Central Company | 3278 | TX | 345
12199 | Montana-Dakota Utilities Co | 59194 | Portable Generator 2 | NA | Ray | ND | 58849 | Williams | 48.145 | -103.6375 | MRO | MISO | Midcontinent Independent Transmission System Operator, Inc.. |  | 22 | RE | 1 | Electric Utility |  | N |  | N |  | N |  | N | X |  | Montana-Dakota Utilities Co | 12199 | ND | 12.4
12199 | Montana-Dakota Utilities Co | 59195 | Portable Generator 3 | NA | Ray | ND | 58849 | Williams | 48.145 | -103.6375 | MRO | MISO | Midcontinent Independent Transmission System Operator, Inc.. |  | 22 | RE | 1 | Electric Utility |  | N |  | N |  | N |  | N | X |  | Montana-Dakota Utilities Co | 12199 | ND | 12.4
12199 | Montana-Dakota Utilities Co | 59196 | Portable Generator 1 | NA | Alexander | ND | 58831 | Mckenzie | 47.8333 | -103.6436 | MRO | MISO | Midcontinent Independent Transmission System Operator, Inc.. |  | 22 | RE | 1 | Electric Utility |  | N |  | N |  | N |  | N | X |  | Montana-Dakota Utilities Co | 12199 | ND | 12.4
57341 | Veolia Energy | 59197 | Univ Minnesota CHP Plant | 1180 Main St SE | Minneapolis | MN | 55455 | Hennepin | 44.9786 | -93.2408 | MRO | MISO | Midcontinent Independent Transmission System Operator, Inc.. |  | 22 | NR | 3 | IPP CHP |  | N |  | N |  | N |  | N | X |  |  |  |  | 13.8
59076 | Fresh Air Energy VII LLC | 59198 | Sterling PV 3 | 13401 Riverside Dr | Sterling | CO | 80751 | Logan | 40.6316 | -103.1947 | WECC | PSCO | Public Service Company of Colorado |  | 22 | NR | 2 | IPP Non-CHP |  | N |  | Y | QF14-526 | N |  | N | X |  | Public Service Co of Colorado | 15466 | CO | 13.2
59078 | Fresh Air Energy VIII LLC | 59199 | Mesa PV1 | 2930 D 1/4 Road | Grand Junction | CO | 81504 | Mesa | 39.0672 | -108.5091 | WECC | PSCO | Public Service Company of Colorado |  | 22 | NR | 2 | IPP Non-CHP |  | N |  | Y | QF14-528 | N |  | N | X |  | Public Service Co of Colorado | 15466 | CO | 13.2
13781 | Northern States Power Co - Minnesota | 59200 | Border Winds Wind Farm | 10707 52nd Ave NE | Rolla | ND | 58367 | Rolette | 48.9647 | -99.6139 | MRO | MISO | Midcontinent Independent Transmission System Operator, Inc.. |  | 22 | RE | 1 | Electric Utility |  | N |  | N |  | N |  | N | X |  | Northern States Power Co - Minnesota | 13781 | ND | 230
13781 | Northern States Power Co - Minnesota | 59201 | Pleasant Valley Wind Farm | 228 Industrial Park Drive | Dexter | MN | 55926 | Mower | 43.805 | -92.7697 | MRO | MISO | Midcontinent Independent Transmission System Operator, Inc.. |  | 22 | RE | 1 | Electric Utility |  | N |  | N |  | N |  | N | X |  | Great River Energy | 7570 |  | 161
58593 | Sequoia PV 1 LLC | 59203 | Farmersville | 401 Terry Avenue | Farmersville | CA | 93233 | Tulare | 36.19 | -119.12 | WECC | CISO | California Independent System Operator |  | 22 | NR | 2 | IPP Non-CHP |  | N |  | Y | 13-556,13-555,12-554 | N |  |  | X |  | Southern California Edison Co | 17609 | CA | 12
56769 | Consolidated Edison Development Inc. | 59204 | OCI Alamo 3 LLC | 12065 E Loop 1604 | San Antonio | TX | 78109 | Bexar | 29.4792 | -98.2972 | TRE | ERCO | Electric Reliability Council of Texas, Inc. |  | 22 | NR | 2 | IPP Non-CHP |  | N |  | N |  | N |  |  | X |  | City of San Antonio - (TX) | 16604 | TX | 34.5
56769 | Consolidated Edison Development Inc. | 59205 | OCI Alamo 5 LLC | 5061 Farm to Market 1023 | Uvalde | TX | 78801 | Uvalde | 29.2167 | -99.7161 | TRE | ERCO | Electric Reliability Council of Texas, Inc. |  | 22 | NR | 2 | IPP Non-CHP |  | N |  | N |  | N |  |  | X |  | South Texas Electric Coop, Inc | 17583 | TX | 138
58489 | OCI Solar Power | 59206 | OCI Alamo 6 LLC | 7234 Frye Road | Fort Stockton | TX | 79735 | Pecos | 30.9931 | -102.2708 | TRE | ERCO | Electric Reliability Council of Texas, Inc. |  | 22 | NR | 2 | IPP Non-CHP |  | N |  | N |  | N |  | N | X |  | Lower Colorado River Authority | 11269 |  | 138
56769 | Consolidated Edison Development Inc. | 59207 | OCI Alamo 7 LLC | 11180 Loop Rd | Haskell | TX | 79521 | Haskell | 33.04 | -99.5525 | TRE | ERCO | Electric Reliability Council of Texas, Inc. |  | 22 | NR | 2 | IPP Non-CHP |  | N |  | N |  | N |  |  | X |  | AEP Texas North Company | 20404 | TX | 138
59001 | Faison Farm LLC | 59208 | Faison Farm | Highway 117 | Faison | NC | 28341 | Duplin | 35.1236 | -78.1292 | SERC | CPLE | Progress Energy Carolinas - EAST |  | 22 | NR | 2 | IPP Non-CHP |  | N |  | N |  | N |  |  | X |  | Duke Energy Progress - (NC) | 3046 | NC | 23
59002 | Garland Farm LLC | 59209 | Garland Farm | North Belgrade Avenuie | Garland | NC | 28442 | Sampson | 34.7853 | -78.3844 | SERC | CPLE | Progress Energy Carolinas - EAST |  | 22 | NR | 2 | IPP Non-CHP |  | N |  | N |  | N |  |  | X |  | Duke Energy Progress - (NC) | 3046 | NC | 23
59003 | Jackson Solar Farm LLC | 59210 | Jackson Solar Farm | Lancaster Highway | Jackson | NC | 27845 | Union | 34.8669 | -80.6914 | SERC | DUK | Duke Energy Carolinas |  | 22 | NR | 2 | IPP Non-CHP |  | N |  | N |  | N |  |  | X |  | Duke Energy Carolinas, LLC | 5416 | NC | 23
59006 | Calypso Farm LLC | 59212 | Calypso Farm | 168 Rex Cottle Lane | Mt Olive | NC | 28365 | Duplin | 35.1536 | -78.1189 | SERC | CPLE | Progress Energy Carolinas - EAST |  | 22 | NR | 2 | IPP Non-CHP |  | N |  | N |  | N |  |  | X |  | Duke Energy Progress - (NC) | 3046 | NC | 23
59007 | Clipperton Holdings LLC | 59213 | Clipperton Holdings | Charlie Lane | Clinton | NC | 28328 | Sampson | 34.9669 | -78.3544 | SERC | CPLE | Progress Energy Carolinas - EAST |  | 22 | NR | 2 | IPP Non-CHP |  | N |  | N |  | N |  |  | X |  | Duke Energy Progress - (NC) | 3046 | NC | 23
59008 | Guersney Holdings LLC | 59214 | Guernsey Holdings | 11491 US 52 | Wadesboro | NC | 28170 | Anson | 35.175 | -80.1181 | SERC | CPLE | Progress Energy Carolinas - EAST |  | 22 | NR | 2 | IPP Non-CHP |  | N |  | N |  | N |  |  | X |  | Duke Energy Progress - (NC) | 3046 | NC | 23
59009 | Hereford Holdings LLC | 59215 | Hereford Holdings` | Airline Drive West of Poors Fo | Rutherfordton | NC | 28139 | Rutherford | 35.3197 | -81.9508 | SERC | DUK | Duke Energy Carolinas |  | 22 | NR | 2 | IPP Non-CHP |  | N |  | N |  | N |  |  | X |  | Duke Energy Carolinas, LLC | 5416 | NC | 23
59010 | Rhubarb One LLC | 59216 | Rhubarb One | 2518 SE of S Pine Street | Rowland | NC | 28383 | Robeson | 34.5297 | -79.2842 | SERC | CPLE | Progress Energy Carolinas - EAST |  | 22 | NR | 2 | IPP Non-CHP |  | N |  | N |  | N |  |  | X |  | Duke Energy Progress - (NC) | 3046 | NC | 23
59011 | Tiburon Holdings | 59217 | Tiburon Holdings | NC Highway 801 S & Keith Lane | Advance | NC | 27006 | Davie | 35.9033 | -80.4169 | SERC | DUK | Duke Energy Carolinas |  | 22 | NR | 2 | IPP Non-CHP |  | N |  | N |  | N |  |  | X |  | Duke Energy Carolinas, LLC | 5416 | NC | 23
59000 | Holger Holdings LLC | 59218 | Holger Holdings | Taylors Bridge Hwy | Clinton | NC | 28329 | Sampson | 34.94 | -78.2833 | SERC | CPLE | Progress Energy Carolinas - EAST |  | 22 | NR | 2 | IPP Non-CHP |  | N |  | N |  | N |  | N | X |  | Duke Energy Progress - (NC) | 3046 | NC | 23
59004 | Sequoia PV 3 LLC | 59219 | Porterville 6 and 7 | 860 W North Grand Ave | Porterville | CA | 93257 | Tulare | 36.05 | -119.02 | WECC | CISO | California Independent System Operator |  | 22 | NR | 2 | IPP Non-CHP |  | N |  | Y | 13-562, 13-560 | N |  |  | X |  | Southern California Edison Co | 17609 | CA | 12
40229 | Old Dominion Electric Coop | 59220 | Wildcat Point Generation Facility | 179 Old Mill Road | Conowingo | MD | 21918 | Cecil | 39.7194 | -76.1616 | RFC | PJM | PJM Interconnection, LLC | Susquehanna River | 22 | RE | 1 | Electric Utility |  | N |  | N |  | N |  | N | X |  | PECO Energy Co | 14940 | PA | 500 |  |  | Transco
59015 | ESG Biofuels (Southern Georgia) Company LLC | 59221 | Pecan Row Landfill To Electric Facility | 2995 Wetherington Lane | Valdosta | GA | 31601 | Lowndes | 30.815 | -83.3625 | SERC | SOCO | Southern Company Services, Inc. - Trans |  | 22 | NR | 2 | IPP Non-CHP |  | N |  | N |  | N |  | N | X |  | Colquitt Electric Membership Corp | 40212 | GA | 25
59016 | Passadumkeag Windpark LLC | 59222 | Passadumkeag Windpark LLC | TBD | Grand Falls | ME | 4401 | Penobscot | 45.07 | -68.21 | NPCC | ISNE | ISO New England Inc. |  | 22 | NR | 2 | IPP Non-CHP |  | N |  | N |  | N |  |  | X |  | Emera Maine | 1179 | ME
59017 | Optimum Wind 5 LLC | 59223 | Optimum Wind 5 LLC | Highway 30 & 590th Ave | Nevada | IA | 50201 | Story | 42.014 | -93.5181 | MRO | MISO | Midcontinent Independent Transmission System Operator, Inc.. |  | 22 | NR | 2 | IPP Non-CHP | X | N |  | Y | QF13-613-001 | N |  | N | X |  | Interstate Power and Light Co | 9417 | IA | 12.47
59018 | Optimum Wind 6 LLC | 59224 | Optimum Wind 6 LLC | Highway 30 & 590th Ave | Nevada | IA | 50201 | Story | 42.0069 | -93.5236 | MRO | MISO | Midcontinent Independent Transmission System Operator, Inc.. |  | 22 | NR | 2 | IPP Non-CHP | X | N |  | Y | QF13-612-001 | N |  | N | X |  | Interstate Power and Light Co | 9417 | IA | 12.47
59019 | Optimum Wind 7 LLC | 59225 | Optimum Wind 7 LLC | T Avenue | Nevada | IA | 50201 | Story | 42.0283 | -93.4303 | MRO | MISO | Midcontinent Independent Transmission System Operator, Inc.. |  | 22 | NR | 2 | IPP Non-CHP | X | N |  | Y | QF13-646-001 | N |  | N | X |  | Interstate Power and Light Co | 9417 | IA | 12.47
59024 | Optimum Wind 4 LLC | 59226 | Optimum Wind 4 LLC | Lincoln Way & 590th Ave | Nevada | IA | 50201 | Story | 42.0164 | -93.5158 | MRO | MISO | Midcontinent Independent Transmission System Operator, Inc.. |  | 22 | NR | 2 | IPP Non-CHP | X | N |  | Y | 13-610-000 | N |  | N | X |  | Interstate Power and Light Co | 9417 | IA | 12.47
59025 | Optimum Wind 3 LLC | 59227 | Optimum Wind 3 LLC | Lincoln Way & 590th Ave | Nevada | IA | 50201 | Story | 42.0192 | -93.5136 | MRO | MISO | Midcontinent Independent Transmission System Operator, Inc.. |  | 22 | NR | 2 | IPP Non-CHP | X | N |  | Y | 13-614-000 | N |  | N | X |  | Interstate Power and Light Co | 9417 | IA | 12.47
59022 | Leonardo Wind 1 LLC | 59228 | Leonardo Wind 1 LLC | 140th St & G Ave | Alden | IA | 50441 | Hardin | 42.4981 | -93.3678 | MRO | MISO | Midcontinent Independent Transmission System Operator, Inc.. |  | 22 | NR | 2 | IPP Non-CHP | X | N |  | Y | QF13-642-001 | N |  | N | X |  | Interstate Power and Light Co | 9417 | IA | 12.47
59023 | Leonardo Wind 3 LLC | 59229 | Leonardo Wind 3 LLC | R Ave & Highway 175 | Eldora | IA | 50627 | Hardin | 42.3536 | -93.1544 | MRO | MISO | Midcontinent Independent Transmission System Operator, Inc.. |  | 22 | NR | 2 | IPP Non-CHP | X | N |  | Y | 13-645-000 | N |  | N | X |  | Interstate Power and Light Co | 9417 | IA | 12.47
59021 | Venus Wind 3 LLC | 59230 | Venus Wind 3 LLC | Highway 6 and 60th St | Grinnell | IA | 50112 | Poweshiek | 41.7419 | -92.6722 | MRO | MISO | Midcontinent Independent Transmission System Operator, Inc.. |  | 22 | NR | 2 | IPP Non-CHP | X | N |  | Y | QF13-644-001 | N |  | N | X |  | Interstate Power and Light Co | 9417 | IA | 13.2
59026 | Michelangelo Wind 1 LLC | 59231 | Michelangelo Wind 1 LLC | 535th St & Hwy 210 | Huxley | IA | 50124 | Story | 41.881 | -93.6231 | MRO | MISO | Midcontinent Independent Transmission System Operator, Inc.. |  | 22 | NR | 2 | IPP Non-CHP | X | N |  | Y | QF13-616-001 | N |  | N | X |  | Interstate Power and Light Co | 9417 | IA | 12.47
59027 | Michelangelo Wind 4 LLC | 59232 | Michelangelo Wind 4 LLC | 260th St & Y Ave | Ames | IA | 50011 | Boone | 41.978 | -93.7006 | MRO | MISO | Midcontinent Independent Transmission System Operator, Inc.. |  | 22 | NR | 2 | IPP Non-CHP | X | N |  | Y | QF13-611-000 | N |  | N | X |  | 4-County Electric Power Assn | 6641 | MS | 12.47
49913 | University of Arizona | 59233 | Cogeneration 2 | 1515 N Cherry Ave | Tucson | AZ | 85821 | Pima | 32.2408 | -110.9483 | WECC | TEPC | Tucson Electric Power Company | Wells | 611 | NR | 5 | Commercial CHP |  | Y | 02-19 | N |  | N |  | N | X |  | Tucson Electric Power Co | 24211 | AZ | 13.8 |  |  | Southwest Gas
59039 | Arbuckle Mountain Wind Farm LLC | 59234 | Arbuckle Mountain Wind Farm LLC | 9251 HWY 77S | Davis | OK | 73030 | Murray | 34.3869 | -97.1369 | SPP | SWPP | Southwest Power Pool |  | 22 | NR | 2 | IPP Non-CHP |  | N |  | N |  | N |  |  | X |  | Oklahoma Gas & Electric Co | 14063 | OK | 138
59040 | Rising Tree Wind Farm II LLC | 59235 | Rising Tree Wind Farm II | 15800 70th Street West | Mojave | CA | 93501 | Kern | 35.0889 | -118.2064 | WECC | CISO | California Independent System Operator |  | 22 | NR | 2 | IPP Non-CHP | N | N |  | N |  | Y | EG14-53 | N | X |  | Southern California Edison Co | 17609 | CA | 220
59042 | Rising Tree Wind Farm III LLC | 59236 | Rising Tree Wind Farm III | 15509 70th Street West | Mojave | CA | 93501 | Kern | 35.0606 | -118.2433 | WECC | CISO | California Independent System Operator |  | 22 | NR | 2 | IPP Non-CHP |  | N |  | N |  | Y | EG15-22 |  | X |  | Southern California Edison Co | 17609 | CA | 220
59041 | Lone Valley Solar Park II LLC | 59237 | Lone Valley Solar Park II LLC | 8550 Camp Rock Road | Lucerne Valley | CA | 92356 | San Bernardino | 34.4083 | -116.8625 | WECC | CISO | California Independent System Operator |  | 22 | NR | 2 | IPP Non-CHP | N | N |  | N |  | N |  | N | X |  | Southern California Edison Co | 17609 | CA | 34.5
57170 | EDF Renewable Asset Holdings, Inc. | 59238 | Windthorst-2 | 3885 Loftin Road | Archer | TX | 76389 | Archer | 33.4953 | -98.5 | TRE | ERCO | Electric Reliability Council of Texas, Inc. |  | 22 | NR | 2 | IPP Non-CHP |  | N |  | N |  | Y | 14-29-000 | N | X |  | Brazos Electric Power Coop Inc | 2172 |  | 69
59045 | Eagle Springs Solar LLC | 59239 | Eagle Springs Solar LLC | 5454 County Road 346 | Silt | CO | 81652 | Garfield | 39.5261 | -107.6961 | WECC | PSCO | Public Service Company of Colorado |  | 22 | NR | 2 | IPP Non-CHP | N | N |  | N |  | N |  | N | X |  | Holy Cross Electric Assn, Inc | 8773 | CO | 0.48 | 24.9
59881 | Port Charlotte Energy LLC | 59240 | Green Gas-Port Charlotte LLC | 29561 Zemel Road | Punta Gorda | FL | 33955 | Charlotte | 26.7908 | -81.9653 | FRCC | FPL | Florida Power & Light Company |  | 22 | NR | 2 | IPP Non-CHP |  | N |  | Y | QF11-73 | N |  | N | X |  | Florida Power & Light Co | 6452 | FL | 22.86
58801 | Integrys MA Solar, LLC | 59241 | Brockelman | 267 Brockelman Road | Lancaster | MA | 1523 | Worcester | 42.4814 | -71.7169 | NPCC | ISNE | ISO New England Inc. |  | 22 | NR | 2 | IPP Non-CHP |  | N |  | Y | QF-14-3-000 | N |  | N | X |  | Massachusetts Electric Co | 11804 | MA | 13.8
58801 | Integrys MA Solar, LLC | 59242 | Beverly | 3 Cailin Road | Beverly | MA | 1915 | Essex | 42.59 | -70.9119 | NPCC | ISNE | ISO New England Inc. |  | 22 | NR | 2 | IPP Non-CHP |  | N |  | Y | QF-14-132-000 | N |  |  | X |  | Massachusetts Electric Co | 11804 | MA | 23
59056 | Tri Global Energy, LLC | 59243 | Changing Winds |  | Nazareth | TX | 79063 | Castro | 34.5119 | -102.0519 | TRE | ERCO | Electric Reliability Council of Texas, Inc. |  | 22 | NR | 2 | IPP Non-CHP | N | N |  | N |  | N |  | N | X |  | Sharyland Utilities LP | 17008 | TX | 345
59056 | Tri Global Energy, LLC | 59244 | Fiber Winds |  | Lorenzo | TX | 79343 | Crosby | 33.6992 | -101.5247 | SPP | SWPP | Southwest Power Pool |  | 22 | NR | 2 | IPP Non-CHP | N | N |  | Y | 14-480-000 | N |  |  | X |  | Southwestern Public Service Co | 17718 | TX | 115
60042 | Fluvanna Wind Energy LLC | 59245 | Fluvanna | TBD | Fluvanna | TX | 79517 | Scurry | 32.9319 | -101.1436 | TRE | ERCO | Electric Reliability Council of Texas, Inc. |  | 22 | NR | 2 | IPP Non-CHP |  | N |  | N |  | N |  | N | X |  | Oncor Electric Delivery Company LLC | 44372 | TX
59056 | Tri Global Energy, LLC | 59246 | Goodnight | TBD | Claude | TX | 79019 | Armstrong | 35.0939 | -101.3261 | TRE | ERCO | Electric Reliability Council of Texas, Inc. |  | 22 | NR | 2 | IPP Non-CHP |  | N |  | N |  | N |  |  | X |  | Sharyland Utilities LP | 17008 | TX
60040 | Hale Wind Energy | 59247 | Hale Community Wind Farm | TBD | Plainview | TX | 79072 | Hale | 33.9278 | -101.7422 | SPP | SWPP | Southwest Power Pool |  | 22 | NR | 2 | IPP Non-CHP |  | N |  | N |  | N |  |  | X |  | Southwestern Public Service Co | 17718 | TX
59063 | Camden Solar Center, LLC | 59248 | CCMUA | 1645 Ferry Avenue | Camden | NJ | 8104 | Camden | 39.9231 | -75.1275 | RFC | PJM | PJM Interconnection, LLC |  | 22 | NR | 2 | IPP Non-CHP |  | N |  | Y | QF-12-508-000 | N |  | N | X |  | Public Service Elec & Gas Co | 15477 | NJ | 0.48
59138 | SunPower Corporation, Systems | 59249 | Rio Bravo Solar 1 LLC | 2 Miles NE of Hwy 33 and Lokem | McKittrick | CA | 93251 | Kern | 35.4161 | -119.6825 | WECC | CISO | California Independent System Operator |  | 22 | NR | 2 | IPP Non-CHP | X | N |  | N |  | N |  | N | X |  | Pacific Gas & Electric Co | 14328 | CA | 115
59138 | SunPower Corporation, Systems | 59250 | Rio Bravo Solar II LLC | 2.5 Mile NE of Intersection Hw | McKittrick | CA | 93251 | Kern | 35.4225 | -119.6292 | WECC | CISO | California Independent System Operator |  | 22 | NR | 2 | IPP Non-CHP | X | N |  | N |  | N |  | N | X |  | Pacific Gas & Electric Co | 14328 | CA | 115
59991 | Caprock Solar 1, LLC | 59251 | Caprock Solar 1 LLC | 1414 A SH 469 | San Jon | NM | 88434 | Quay | 34.9828 | -103.3783 | SPP | SWPP | Southwest Power Pool |  | 22 | NR | 2 | IPP Non-CHP |  | N |  | N |  | N |  | N | X |  | Southwestern Public Service Co | 17718 | NM | 115
59138 | SunPower Corporation, Systems | 59252 | Aragonne Solar LLC | 1837 Muniz Road | Santa Rosa | NM | 88435 | Guadalupe | 34.8103 | -104.9847 | WECC | PNM | Public Service Company of New Mexico |  | 22 | NR | 2 | IPP Non-CHP | X | N |  | N |  | N |  |  | X |  | Public Service Co of NM | 15473 | NM | 138
59138 | SunPower Corporation, Systems | 59253 | Wildwood Solar II | .75 Miles NE corner McCombs Rd | Wasco | CA | 93280 | Kern | 35.63 | -119.5739 | WECC | CISO | California Independent System Operator |  | 22 | NR | 2 | IPP Non-CHP | X | N |  | N |  | N |  | N | X |  | Pacific Gas & Electric Co | 14328 | CA | 115
56889 | Rhode Island LFG Genco | 59254 | Johnston LFG Turbine Plant | 40 Shun Pike | Johnston | RI | 2919 | Providence | 41.8033 | -71.5233 | NPCC | ISNE | ISO New England Inc. | city water | 22 | NR | 2 | IPP Non-CHP |  | N |  | Y | QF-12-419 | N |  | N | X |  | National Grid Generation, LLC | 26751 |  | 23
9267 | Hoosier Energy R E C, Inc | 59255 | Osprey Point RES | 5384 West Old 54 | Sullivan | IN | 47882 | Sullivan | 39.0592 | -87.5061 | RFC | MISO | Midcontinent Independent Transmission System Operator, Inc.. |  | 22 | RE | 1 | Electric Utility |  | N |  | N |  | N |  | N | X |  | Hoosier Energy R E C, Inc | 9267 |  | 12
14328 | Pacific Gas & Electric Co | 59256 | Vaca Dixon Battery Storage System | 5221 Quinn Rd. | Vacaville | CA | 95688 | Solano | 38.3933 | -121.9278 | WECC | CISO | California Independent System Operator |  | 22 | RE | 1 | Electric Utility |  | N |  | N |  | N |  |  | X |  | Pacific Gas & Electric Co | 14328 | CA | 12
14328 | Pacific Gas & Electric Co | 59257 | Yerba Buena | 3403 Yerba Buena Road | San Jose | CA | 95135 | Santa Clara | 37.3058 | -121.755 | WECC | CISO | California Independent System Operator |  | 22 | RE | 1 | Electric Utility |  | N |  | N |  | N |  |  | X |  | Pacific Gas & Electric Co | 14328 | CA | 21
59080 | Soleil Energy Solutions, LLC | 59258 | Westside Solar Farm | 0 Highway 64 West | Asheboro | NC | 27205 | Randolph | 35.6947 | -79.8625 | SERC | CPLE | Progress Energy Carolinas - EAST |  | 22 | NR | 2 | IPP Non-CHP |  | N |  | N |  | N |  | N | X |  | Randolph Electric Member Corp | 15671 | NC | 115 | 12.47
59093 | Hidden View Dairy, LLC | 59260 | Hidden View Dairy, LLC | 1498 West SR 14 | Rensselaer | IN | 47978 | Jasper | 41.0328 | -87.0725 | RFC | MISO | Midcontinent Independent Transmission System Operator, Inc.. |  | 112 | NR | 6 | Industrial Non-CHP |  | N |  | N |  | N |  | N | X |  | Jasper County Rural E M C | 9665 | IN | 12
57128 | Bloom Energy | 59261 | Verizon-Torrance | 1501 Francisco Street | Torrance | CA | 90501 | Los Angeles | 33.8506 | -118.3042 | WECC | LDWP | Los Angeles Department of Water and Power | MUNICIPALITY | 22 | NR | 2 | IPP Non-CHP |  | N |  | N |  | N |  | N | X |  | Los Angeles Department of Water & Power | 11208 | CA | 13.2 |  |  | SoCal Citygate
58661 | Sustainable Power Group, LLC | 59262 | Lancaster Little Rock | 110th St East and East Ave P | Landers | CA | 93536 | Los Angeles | 34.5994 | -117.9328 | WECC | CISO | California Independent System Operator |  | 22 | NR | 2 | IPP Non-CHP | N | N |  | N |  | N |  |  | X |  | Southern California Edison Co | 17609 | CA | 12.47
58661 | Sustainable Power Group, LLC | 59263 | Con Dios Solar 3 | Herdsman Road and Bowman Trail | Landers | CA | 92285 | San Bernardino | 34.2597 | -116.3403 | WECC | CISO | California Independent System Operator |  | 22 | NR | 2 | IPP Non-CHP | N | N |  | N |  | N |  | N | X |  | Southern California Edison Co | 17609 | CA | 25
58661 | Sustainable Power Group, LLC | 59264 | Con Dios Solar 11 | Sierra Vista and Herdman Road | Landers | CA | 92285 | San Bernardino | 34.26 | -116.3353 | WECC | CISO | California Independent System Operator |  | 22 | NR | 2 | IPP Non-CHP | N | N |  | N |  | N |  | N | X |  | Southern California Edison Co | 17609 | CA | 25
59089 | Merced Solar LLC | 59265 | Merced Solar LLC | 97 Vassar Avenue | Merced | CA | 95341 | Merced | 37.2678 | -120.4844 | WECC | CISO | California Independent System Operator |  | 22 | NR | 2 | IPP Non-CHP |  | N |  | N |  | N |  | N | X |  | Pacific Gas & Electric Co | 14328 | CA | 21
59090 | Mission Solar LLC | 59267 | Mission Solar LLC | 235 Vassar Avenue | Merced | CA | 95341 | Merced | 37.2678 | -120.4825 | WECC | CISO | California Independent System Operator |  | 22 | NR | 2 | IPP Non-CHP |  | N |  | N |  | N |  | N | X |  | Pacific Gas & Electric Co | 14328 | CA | 21
59091 | Hollister Solar LLC | 59268 | Hollister Solar LLC | 1850 Buena Vista Road | Hollister | CA | 95023 | San Benito | 36.8625 | -121.4289 | WECC | CISO | California Independent System Operator |  | 22 | NR | 2 | IPP Non-CHP |  | N |  | N |  | N |  | N | X |  | Pacific Gas & Electric Co | 14328 | CA | 21
58661 | Sustainable Power Group, LLC | 59269 | Victor Mesa Linda B2 | 12601 Seneca Road | Victorville | CA | 92392 | San Bernardino | 34.5128 | -117.3872 | WECC | CISO | California Independent System Operator |  | 22 | NR | 2 | IPP Non-CHP | N | N |  | N |  | N |  | N | X |  | Southern California Edison Co | 17609 | CA | 12.47
58661 | Sustainable Power Group, LLC | 59270 | Victor Mesa Linda C2 | 12603 Seneca Road | Victorville | CA | 92392 | San Bernardino | 34.5114 | -117.3872 | WECC | CISO | California Independent System Operator |  | 22 | NR | 2 | IPP Non-CHP | N | N |  | N |  | N |  |  | X |  | Southern California Edison Co | 17609 | CA | 12.47
58661 | Sustainable Power Group, LLC | 59271 | Victor Mesa Linda D2 | 12605 Seneca Road | Victorville | CA | 92392 | San Bernardino | 34.5094 | -117.3872 | WECC | CISO | California Independent System Operator |  | 22 | NR | 2 | IPP Non-CHP | N | N |  | N |  | N |  |  | X |  | Southern California Edison Co | 17609 | CA | 12.47
58661 | Sustainable Power Group, LLC | 59272 | Victor Mesa Linda E2 | 12607 Seneca Road | Victorville | CA | 92392 | San Bernardino | 34.5081 | -117.3872 | WECC | CISO | California Independent System Operator |  | 22 | NR | 2 | IPP Non-CHP | N | N |  | N |  | N |  | N | X |  | Southern California Edison Co | 17609 | CA | 12.47
58661 | Sustainable Power Group, LLC | 59273 | SEPV Palmdale East | East Ave O and 110th St East | Palmdale | CA | 93591 | Los Angeles | 34.6131 | -117.9389 | WECC | CISO | California Independent System Operator |  | 22 | NR | 2 | IPP Non-CHP |  | N |  | N |  | N |  |  | X |  | Southern California Edison Co | 17609 | CA | 12.47
58661 | Sustainable Power Group, LLC | 59274 | Sutter Greeworks LLC | NY State Rte 25 and Fresh Pond | Calverton | NY | 11933 | Suffolk | 40.9281 | -72.7711 | NPCC | NYIS | New York Independent System Operator |  | 22 | NR | 2 | IPP Non-CHP |  | N |  | N |  | N |  |  | X |  | Long Island Power Authority | 11171 | NY | 13
58661 | Sustainable Power Group, LLC | 59275 | Sterlington Greenworks LLC | Middle Rd and Tucker Ln | Calverton | NY | 11933 | Suffolk | 41.0675 | -72.4403 | NPCC | NYIS | New York Independent System Operator |  | 22 | NR | 2 | IPP Non-CHP |  | N |  | N |  | N |  |  | X |  | Long Island Power Authority | 11171 | NY | 13
58661 | Sustainable Power Group, LLC | 59276 | Leavenworth Greenworks LLC | NY State Rte 25 and Peconic Av | Calverton | NY | 11933 | Suffolk | 40.9253 | -72.7633 | NPCC | NYIS | New York Independent System Operator |  | 22 | NR | 2 | IPP Non-CHP | N | N |  | N |  | N |  |  | X |  | Long Island Power Authority | 11171 | NY | 13
56990 | NJR Clean Energy Ventures Corporation | 59277 | Medford WWTP | 18 Fostertown Road | Medford | NJ | 8055 | Burlington | 39.9222 | -74.8067 | RFC | PJM | PJM Interconnection, LLC |  | 22 | NR | 2 | IPP Non-CHP |  | N |  | N |  | N |  |  | X |  | Public Service Elec & Gas Co | 15477 | NJ | 13.2
56990 | NJR Clean Energy Ventures Corporation | 59278 | Reeves South | 7-12 Reeves Station Road | Medford | NJ | 8055 | Burlington | 39.9267 | -74.8136 | RFC | PJM | PJM Interconnection, LLC |  | 22 | NR | 2 | IPP Non-CHP |  | N |  | N |  | N |  |  | X |  | Public Service Elec & Gas Co | 15477 | NJ | 13.2
57128 | Bloom Energy | 59279 | Life Technologies - Pleasanton | 6055 Sunol Blvd | Pleasanton | CA | 94566 | Alameda | 37.6439 | -121.8842 | WECC | CISO | California Independent System Operator | MUNICIPALITY | 22 | NR | 2 | IPP Non-CHP |  | N |  | N |  | N |  | N | X |  | Pacific Gas & Electric Co | 14328 | CA | 21 |  |  | PG&E Citygate
57128 | Bloom Energy | 59280 | Kellogg's - San Jose | 475 Eggo Way | San Jose | CA | 95116 | Santa Clara | 37.3564 | -121.8719 | WECC | CISO | California Independent System Operator | MUNICIPALITY | 22 | NR | 2 | IPP Non-CHP |  | N |  | N |  | N |  | N | X |  | Pacific Gas & Electric Co | 14328 | CA | 12 |  |  | PG&E Citygate
57128 | Bloom Energy | 59281 | eBay - South Jordan | 6614 West Crimson View Dr | South Jordan | UT | 84095 | Salt Lake | 40.5606 | -112.0478 | WECC | PACE | PacifiCorp - East | MUNICIPALITY | 22 | NR | 2 | IPP Non-CHP |  | N |  | N |  | N |  | N | X |  | PacifiCorp | 14354 | UT | 13.8 |  |  | Opal - NW Pipeline/Kern River
57128 | Bloom Energy | 59282 | Green Machine | 9800 Savage Rd | Ft. George G. Meade | MD | 20755 | Anne Arundel | 39.1089 | -76.7714 | RFC | PJM | PJM Interconnection, LLC | MUNICIPALITY | 22 | NR | 2 | IPP Non-CHP |  | N |  | N |  | N |  | N | X |  | Baltimore Gas & Electric Co | 1167 | MD | 13.8 |  |  | Transco Zone 6, non-NY
58540 | California PV Energy LLC | 59283 | California PV Energy at ISD WWTP | 450 Walnut Meadows Drive | Oakley | CA | 94561 | Contra Costa | 38.0011 | -121.7039 | WECC | CISO | California Independent System Operator |  | 22 | NR | 2 | IPP Non-CHP |  | N |  | Y | QF14-28 | N |  | N | X |  | Pacific Gas & Electric Co | 14328 | CA | 20.8
56622 | NextEra Energy Resources | 59284 | Mammoth Plains | 71119 N 2410 Rd | Oakwood | OK | 73658 | Dewey | 35.9789 | -98.7103 | SPP | SWPP | Southwest Power Pool | n/a | 22 | NR | 2 | IPP Non-CHP | N | N |  | N |  | N |  |  | X |  | Oklahoma Gas & Electric Co | 14063 | OK | 345
59097 | WED NK Green LLC | 59295 | WED NK Green | 42 Thorton Way | North Kingstown | RI | 2852 | Washington | 41.5817 | -71.4867 | NPCC | ISNE | ISO New England Inc. |  | 22 | NR | 2 | IPP Non-CHP |  | N |  | N |  | N |  | N | X |  | National Grid Generation, LLC | 26751 |  | 12.47
59098 | Trishe Wind Ohio LLC | 59296 | Trishe Wind Ohio LLC |  | Grover Hill | OH | 45849 | Paulding | 41.0169 | -84.5936 | RFC | PJM | PJM Interconnection, LLC |  | 22 | NR | 2 | IPP Non-CHP | X | N |  | N |  | N |  | N | X |  | Ohio Power Co | 14006 | OH | 138
59100 | Sunlight General Solar Fund II, LLC | 59297 | Carrier Clinic | 252 County Road 601 | Belle Mead | NJ | 8502 | Somerset | 40.47 | -74.685 | RFC | PJM | PJM Interconnection, LLC |  | 22 | NR | 2 | IPP Non-CHP | Y | N |  | N |  | N |  |  | X |  | Public Service Elec & Gas Co | 15477 | NJ | 480
59101 | NTE Texas, LLC | 59298 | Pecan Creek Energy Center |  | Sweetwater | TX | 79556 | Nolan | 32.2183 | -100.3231 | TRE | ERCO | Electric Reliability Council of Texas, Inc. |  | 22 | NR | 2 | IPP Non-CHP |  | N |  | N |  | N |  | N | X |  | Oncor Electric Delivery Company LLC | 44372 | TX | 345 |  |  | Enterprise Texas Pipeline, LLC and Atmos Pipeline, Texas
54842 | WM Renewable Energy LLC | 59299 | Waste Mangement Redwood LFGTE | 8950 Redwood Highway | Novato | CA | 94948 | Marin | 38.1608 | -122.565 | WECC | CISO | California Independent System Operator |  | 22 | NR | 2 | IPP Non-CHP |  | N |  | Y | pending | Y | pending | N | X |  | Pacific Gas & Electric Co | 14328 | CA | 12
59104 | Sequoia PV 2, LLC | 59300 | Hanford 1 and 2 | 9630 Orchard Drive | Hanford | CA | 93230 | Kings | 36.3067 | -119.6292 | WECC | CISO | California Independent System Operator |  | 22 | NR | 2 | IPP Non-CHP |  | N |  | Y | QF13-559; QF13-561 | N |  |  | X |  | Southern California Edison Co | 17609 | CA | 12
59105 | WED Coventry One, LLC | 59301 | WED Coventry 1 | 310 Piggy Lane | Coventry | RI | 2816 | Kent | 41.6758 | -71.7075 | NPCC | ISNE | ISO New England Inc. |  | 22 | NR | 2 | IPP Non-CHP |  | N |  | Y | 13-568-00 | N |  | N | X |  | The Narragansett Electric Co | 13214 | RI | 620
59106 | WED Coventry Two, LLC | 59302 | WED Coventry 2 | 210 Piggy Lane | Coventry | RI | 2816 | Kent | 41.6725 | -71.7058 | NPCC | ISNE | ISO New England Inc. |  | 22 | NR | 2 | IPP Non-CHP |  | N |  | Y | 13-567-000 | N |  | N | X |  | The Narragansett Electric Co | 13214 | RI | 620
59107 | WED Coventry Three, LLC | 59305 | WED Coventry 3 | 5555 Flat River Drive | Coventry | RI | 2816 | Kent | 41.6956 | -71.7208 | NPCC | ISNE | ISO New England Inc. |  | 22 | NR | 2 | IPP Non-CHP |  | N |  | N |  | N |  | N | X |  | The Narragansett Electric Co | 13214 | RI | 620
59108 | WED Coventry Four, LLC | 59306 | WED Coventry 4 | 5555 Flat River Road | Coventry | RI | 2816 | Kent | 41.6864 | -71.7283 | NPCC | ISNE | ISO New England Inc. |  | 22 | NR | 2 | IPP Non-CHP |  | N |  | N |  | N |  | N | X |  | The Narragansett Electric Co | 13214 | RI | 620
59111 | Crawford Renewable Energy, LLC | 59307 | Crawford Renewable Energy - Meadville Po | Keystone Regional Industrial P | Cochranton | PA | 16445 | Crawford | 41.5292 | -80.2336 | MRO | PJM | PJM Interconnection, LLC |  | 22 | NR | 2 | IPP Non-CHP |  | N |  | N |  | N |  | N | X |  | Pennsylvania Electric Co | 14711 | PA | 93.5
59110 | SUNE BEACON SITE 5, LLC | 59308 | Beacon Solar Plant Site 5 | 29956 Highway 14 | Cantil | CA | 93519 | Kern | 35.2489 | -118.0344 | WECC | LDWP | Los Angeles Department of Water and Power |  | 22 | NR | 2 | IPP Non-CHP |  | N |  | N |  | N |  | N | X |  | Los Angeles Department of Water & Power | 11208 | CA | 34.5
59109 | SUNE BEACON SITE 2, LLC | 59309 | Beacon Solar Plant Site 2 | 29956 Highway 14 | Cantil | CA | 93519 | Kern | 35.2658 | -117.9992 | WECC | LDWP | Los Angeles Department of Water and Power |  | 22 | NR | 2 | IPP Non-CHP |  | N |  | N |  | N |  | N | X |  | Los Angeles Department of Water & Power | 11208 | CA | 34.5
58523 | Enerdyne Power Systems Inc | 59310 | Black Oak Power Producers, LLC | 5054 Highway HH | Hartville | MO | 65667 | Wright | 37.2319 | -92.4539 | SERC | AECI | Associated Electric Cooperative, Inc. |  | 22 | NR | 2 | IPP Non-CHP |  | N |  | N |  | N |  |  | X |  | Laclede Electric Coop, Inc | 10603 | MO | 12.47
59115 | NextEra Energy Seiling Wind | 59311 | Seiling Wind I | 61495 N 2250 Road | Seiling | OK | 73663 | Dewey | 36.1225 | -98.9922 | SPP | SWPP | Southwest Power Pool |  | 22 | NR | 2 | IPP Non-CHP |  | N |  | N |  | N |  | N | X |  | Oklahoma Gas & Electric Co | 14063 | OK | 345
59115 | NextEra Energy Seiling Wind | 59312 | Seiling Wind II | 61495 N 2250 Road | Seiling | OK | 73663 | Dewey | 36.1225 | -98.9922 | SPP | SWPP | Southwest Power Pool |  | 22 | NR | 2 | IPP Non-CHP |  | N |  | N |  | N |  | N | X |  | Oklahoma Gas & Electric Co | 14063 | OK | 345
59116 | WED Coventry Five, LLC | 59313 | WED Coventry 5 | Victory Highway | Coventry | RI | 2816 | Kent | 41.6597 | -71.6997 | NPCC | ISNE | ISO New England Inc. |  | 22 | NR | 2 | IPP Non-CHP |  | N |  | N |  | N |  | N | X |  | The Narragansett Electric Co | 13214 | RI | 620
59117 | WED Coventry Six, LLC | 59314 | WED Coventry 6 | Victory Highway | Coventry | RI | 2816 | Kent | 41.6697 | -71.7083 | NPCC | ISNE | ISO New England Inc. |  | 22 | NR | 2 | IPP Non-CHP |  | N |  | N |  | N |  | N | X |  | The Narragansett Electric Co | 13214 | RI | 620
58661 | Sustainable Power Group, LLC | 59315 | Hecate Energy Beacon Solar 1 | 29956 Highway 14 | Cantil | CA | 93519 | Kern | 35.2694 | -118.0144 | WECC | LDWP | Los Angeles Department of Water and Power |  | 22 | NR | 2 | IPP Non-CHP | N | N |  | N |  | N |  | N | X |  | Los Angeles Department of Water & Power | 11208 | CA | 34.5
58661 | Sustainable Power Group, LLC | 59316 | Hecate Energy Beacon Solar 3 | 29956 Highway 14 | Cantil | CA | 93519 | Kern | 35.2531 | -118.0147 | WECC | LDWP | Los Angeles Department of Water and Power |  | 22 | NR | 2 | IPP Non-CHP | N | N |  | N |  | N |  | N | X |  | Los Angeles Department of Water & Power | 11208 | CA | 34.5
58661 | Sustainable Power Group, LLC | 59317 | Hecate Energy Beacon Solar 4 | 29956 Highway 14 | Cantil | CA | 93519 | Kern | 35.2536 | -118.0269 | WECC | LDWP | Los Angeles Department of Water and Power |  | 22 | NR | 2 | IPP Non-CHP | N | N |  | N |  | N |  | N | X |  | Los Angeles Department of Water & Power | 11208 | CA | 34.5
56990 | NJR Clean Energy Ventures Corporation | 59318 | North Run | 210 Jacobstown-Cookstown Road | Wrightstown | NJ | 8562 | Burlington | 40.0631 | -74.5806 | RFC | PJM | PJM Interconnection, LLC |  | 22 | NR | 2 | IPP Non-CHP |  | N |  | N |  | N |  | N | X |  | Jersey Central Power & Lt Co | 9726 | NJ | 34.5
56990 | NJR Clean Energy Ventures Corporation | 59319 | Rock Solid | 368 Fairfield Road | Howell | NJ | 7731 | Monmouth | 40.2258 | -74.2203 | RFC | PJM | PJM Interconnection, LLC |  | 22 | NR | 2 | IPP Non-CHP |  | N |  | N |  | N |  | N | X |  | Jersey Central Power & Lt Co | 9726 | NJ | 34.5
59119 | Los Vientos Windpower III, LLC | 59320 | Los Vientos Windpower III | 200 FM 490 | Rio Grande City | TX | 78582 | Starr | 26.3886 | -98.8061 | TRE | ERCO | Electric Reliability Council of Texas, Inc. |  | 22 | NR | 2 | IPP Non-CHP |  | N |  | N |  | N |  | N | X |  | AEP Texas Central Company | 3278 | TX | 138
59120 | Los Vientos Windpower IV, LLC | 59321 | Los Vientos Windpower IV |  | Rio Grande City | TX | 78582 | Starr | 26.3806 | -98.8183 | TRE | ERCO | Electric Reliability Council of Texas, Inc. |  | 22 | NR | 2 | IPP Non-CHP |  | N |  | N |  | N |  | N | X |  | AEP Texas Central Company | 3278 | TX | 345
59121 | Pumpjack Solar I, LLC | 59322 | Pumpjack Solar I | 4100 Lokern Rd | McKittrick | CA | 93251 | Kern | 35.3056 | -119.6225 | WECC | CISO | California Independent System Operator |  | 22 | NR | 2 | IPP Non-CHP |  | N |  | N |  | N |  | N | X |  | Pacific Gas & Electric Co | 14328 | CA | 115
57081 | WGL Energy Systems, Inc | 59323 | Sacramento (SMUD) | 20 28th Street | Sacramento | CA | 95816 | Sacramento | 38.5872 | -121.4578 | WECC | BANC | Balancing Authority of Northern California |  | 22 | NR | 2 | IPP Non-CHP |  | N |  | N |  | N |  | N | X |  | Sacramento Municipal Util Dist | 16534 | CA | 480
59122 | The Medical Center Company | 59324 | MCCo Solar Generating Facility | 12435 Euclid Ave | Cleveland | OH | 44106 | Cuyahoga | 41.5164 | -81.5972 | RFC | PJM | PJM Interconnection, LLC |  | 22 | NR | 2 | IPP Non-CHP |  | N |  | N |  | N |  | N | X |  | City of Cleveland - (OH) | 3762 | OH | 13.8
59123 | NTE Carolinas, LLC | 59325 | Kings Mountain Energy Center |  | Kings Mountain | NC | 28086 | Cleveland | 35.2025 | -81.3631 | SERC | DUK | Duke Energy Carolinas | Municipality | 22 | NR | 2 | IPP Non-CHP |  | N |  | N |  | N |  | N | X |  | Duke Energy Carolinas, LLC | 5416 | NC | 230 |  |  | Transco- Williams Companies, Inc.
59124 | NTE Ohio LLC | 59326 | Middletown Energy Center |  | Middletown | OH | 45044 | Butler | 39.465 | -84.3478 | RFC | PJM | PJM Interconnection, LLC |  | 22 | NR | 2 | IPP Non-CHP |  | N |  | N |  | N |  | N | X |  | Duke Energy Ohio Inc | 3542 | OH | 345 |  |  | Batesville-Lebanon LN 1 - Texas Eastern Transmission, PP and Rockies Express, LLC
59125 | Marlboro Mushroom | 59327 | Marlboro Mushrooms Solar Field | 200 Clonmell Upland RD | West Grove | PA | 19390 | Chester | 39.8828 | -75.8294 | RFC | PJM | PJM Interconnection, LLC |  | 111 | NR | 6 | Industrial Non-CHP | Y | N |  | N |  | N |  | N | X |  | PECO Energy Co | 14940 | PA | 34
59129 | Foundation CA Fund VII Manager, LLC | 59328 | Golden Acorn Casino | 1800 Golden Acorn Way | Campo | CA | 91906 | San Diego | 32.7021 | -116.3546 | WECC | CISO | California Independent System Operator |  | 713 | NR | 4 | Commercial Non-CHP | N | N |  | Y | pending | N |  | N | X |  | San Diego Gas & Electric Co | 16609 | CA | 480
59129 | Foundation CA Fund VII Manager, LLC | 59329 | City of Soledad Water Reclamation | 34520 Morisoli Road | Soledad | CA | 93960 | Monterey | 36.4211 | -121.3403 | WECC | CISO | California Independent System Operator |  | 22 | NR | 2 | IPP Non-CHP | N | N |  | Y | pending | N |  | N | X |  | Pacific Gas & Electric Co | 14328 | CA | 480
59129 | Foundation CA Fund VII Manager, LLC | 59330 | Taylor Farms | 100 Puente Del Monte Ave | Gonzales | CA | 93926 | Monterey | 36.505 | -121.4517 | WECC | CISO | California Independent System Operator |  | 22 | NR | 2 | IPP Non-CHP | N | N |  | Y | pending | N |  | N | X |  | Pacific Gas & Electric Co | 14328 | CA | 12
59129 | Foundation CA Fund VII Manager, LLC | 59331 | Anheuser-Busch #2 | 3101 Busch Drive | Fairfield | CA | 94533 | Solano | 38.2336 | -122.0925 | WECC | CISO | California Independent System Operator |  | 312 | NR | 6 | Industrial Non-CHP | N | N |  | Y | pending | N |  | N | X |  | Pacific Gas & Electric Co | 14328 | CA | 12
59900 | Mesquite Creek Wind, LLC | 59332 | Mesquite Creek Wind | 2412 County Road W | Lamesa | TX | 79331 | Dawson | 32.7 | -101.7411 | TRE | ERCO | Electric Reliability Council of Texas, Inc. |  | 22 | NR | 2 | IPP Non-CHP | N | N |  | N |  | N |  |  | X |  | Wind Energy Transmission Texas LLC | 60066 |  | 345
59132 | Faison Solar LLC | 59333 | Faison Solar | 166 Robert Hobbs Road | Faison | NC | 28341 | Duplin | 35.0697 | -78.1161 | SERC | CPLE | Progress Energy Carolinas - EAST |  | 22 | NR | 2 | IPP Non-CHP |  | N |  | Y | QF13-29-000 | N |  | N | X |  | Duke Energy Progress - (NC) | 3046 | NC | 23
58468 | Dominion Renewable Energy | 59334 | Catalina Solar 2, LLC | 70101 125th Street West | Rosamond | CA | 93560 | Kern | 34.8122 | -118.3528 | WECC | CISO | California Independent System Operator |  | 22 | NR | 2 | IPP Non-CHP |  | N |  | Y | 15-650-002 | Y | EG14-91-000 | N | X |  | Southern California Edison Co | 17609 | CA | 220
59135 | Inst and Envir Div Marine Logistics Base | 59335 | MCLB Landfill Gas to Energy | 814 Radford Blvd | Albany | GA | 31704 | Dougherty | 31.5461 | -84.0675 | SERC | SOCO | Southern Company Services, Inc. - Trans |  | 22 | NR | 3 | IPP CHP |  | N |  | N |  | N |  | N | X |  | Georgia Power Co | 7140 | GA | 12.4 |  |  | Water Gas and Light of Albany, GA
59137 | Palmer Renewable Energy | 59336 | Palmer Renewable Energy | 1000 Page Blvd | Springfield | MA | 1104 | Hampden | 42.1489 | -72.5453 | NPCC | ISNE | ISO New England Inc. | Municipality | 22 | NR | 2 | IPP Non-CHP |  | N |  | N |  | N |  | N | X |  | Western Massachusetts Electric Company | 20455 | MA
59462 | Heelstone Energy Holdings, LLC | 59337 | Harrell's Hill Solar Center LLC | 260 Harrell's Hill Road | Mt. Oilive | NC | 28365 | Wayne | 35.2119 | -78.1008 | SERC | CPLE | Progress Energy Carolinas - EAST |  | 22 | NR | 2 | IPP Non-CHP |  | N |  | Y | QF13-162-000 | N |  | N | X |  | Duke Energy Progress - (NC) | 3046 | NC | 22.86
56964 | Sundevil Power Holdings LLC | 59338 | Sundevil Power Holdings - Gila River | 1250 East Watermelon Street | Gila Bend | AZ | 85337 | Maricopa | 32.975 | -112.6944 | WECC | GRMA | Gila River Power, LLC | Wells | 22 | NR | 2 | IPP Non-CHP |  | N |  | N |  | N |  | N | X |  | Arizona Public Service Co | 803 | AZ | 500 | 230 |  | El Paso Transwestern
59138 | SunPower Corporation, Systems | 59339 | Quinto Solar PV Project | 30560 W. McCabe Road | Gustine | CA | 95322 | Merced | 37.1303 | -121.0522 | WECC | CISO | California Independent System Operator |  | 22 | NR | 2 | IPP Non-CHP | X | N |  | N |  | Y | EG14-104-000 | N | X |  | Pacific Gas & Electric Co | 14328 | CA | 230
59140 | Dorena Hydro, LLC | 59357 | Dorena Hydro-Electric Facility | 37999 Spillway Road | Cottage Grove | OR | 97424 | Lane | 43.7867 | -122.9581 | WECC | PACW | PacifiCorp - West | Dorena Lake | 22 | NR | 2 | IPP Non-CHP |  | N |  | Y | 11-77-000 | N |  | N | X |  | PacifiCorp | 14354 | OR | 20.8
59141 | Devens | 59358 | Devens | 102 Walker Road | Shirley | MA | 1464 | Middlesex | 42.5592 | -71.6259 | NPCC | ISNE | ISO New England Inc. |  | 22 | NR | 2 | IPP Non-CHP |  | N |  | Y | QF14-513-000 | N |  | N | X |  | Massachusetts Electric Co | 11804 | MA | 25
59139 | SunEdison LLC | 59359 | SCE-Snowline-Duncan Road (North) | 4678 Duncan Road, Unit A | Phelan | CA | 92371 | San Bernardino | 34.4739 | -117.5628 | WECC | CISO | California Independent System Operator |  | 22 | NR | 2 | IPP Non-CHP | N | N |  | Y | 14-754-000 | N |  | N | X |  | Southern California Edison Co | 17609 | CA | 12
59139 | SunEdison LLC | 59360 | SCE-Snowline-Duncan Road (South) | 4678 Duncan Road, Unit B | Phelan | CA | 92371 | San Bernardino | 34.4714 | -117.5622 | WECC | CISO | California Independent System Operator |  | 22 | NR | 2 | IPP Non-CHP | N | N |  | Y | 14-755-000 | N |  | N | X |  | Southern California Edison Co | 17609 | CA | 12
58258 | SunRay Power LLC | 59361 | Browne Solar LLC | 203 Stat Street | Palmer | MA | 1069 | Hampden | 42.2008 | -72.3222 | NPCC | ISNE | ISO New England Inc. |  | 22 | NR | 2 | IPP Non-CHP | Y | N |  | Y | QF 14-298 | N |  |  | X |  | National Grid Generation, LLC | 26751 |  | 13.2
58258 | SunRay Power LLC | 59362 | Indian Hill Solar LLC | 203 State Street | Palmer | MA | 1069 | Hampden | 42.2008 | -72.3222 | NPCC | ISNE | ISO New England Inc. |  | 22 | NR | 2 | IPP Non-CHP |  | N |  | Y | QF14-299 | N |  | N | X |  | National Grid Generation, LLC | 26751 |  | 13.2
58258 | SunRay Power LLC | 59363 | State Street Solar LLC | 203 State Street | Palmer | MA | 1069 | Hampden | 42.2008 | -72.3222 | NPCC | ISNE | ISO New England Inc. |  | 22 | NR | 2 | IPP Non-CHP | N | N |  | Y | QF14-300 | N |  |  | X |  | National Grid Generation, LLC | 26751 |  | 13.2
58258 | SunRay Power LLC | 59364 | Plainfield One Solar LLC | 1000 South Second Street | Plainfield | NJ | 7060 | Somerset | 40.605 | -74.4394 | NPCC | PJM | PJM Interconnection, LLC |  | 22 | NR | 2 | IPP Non-CHP | Y | N |  | Y | QF13-331 | N |  |  | X |  | Public Service Elec & Gas Co | 15477 | NJ | 4.16
58258 | SunRay Power LLC | 59365 | 24 Applegate Solar LLC | 24 Applegate Drive | Robbinsville | NJ | 8691 | Mercer | 40.2058 | -74.5797 | NPCC | PJM | PJM Interconnection, LLC |  | 22 | NR | 2 | IPP Non-CHP | N | N |  | Y | QF12-248 | N |  | N | X |  | Jersey Central Power & Lt Co | 9726 | NJ | 12.47
58258 | SunRay Power LLC | 59366 | G&S Wantage Solar LLC | Clark Road, Block 4 Lots 1.01 | Wantage | NJ | 7461 | Sussex | 41.1892 | -74.5917 | NPCC | PJM | PJM Interconnection, LLC |  | 22 | NR | 2 | IPP Non-CHP | N | N |  | Y | QF 14-139 | Y | QF 14-139 | N | X |  | Jersey Central Power & Lt Co | 9726 | NJ | 34.5
58258 | SunRay Power LLC | 59367 | Engelhard Solar LLC | 30 Engelhard Drive | Monroe | NJ | 8831 | Middlesex | 40.33 | -74.4625 | NPCC | PJM | PJM Interconnection, LLC |  | 22 | NR | 2 | IPP Non-CHP | N | N |  | Y | QF 13-332 | N |  |  | X |  | Jersey Central Power & Lt Co | 9726 | NJ | 277
58258 | SunRay Power LLC | 59368 | Westborough Solar LLC | 7 Maple Ave | Westborough | MA | 1581 | Worcester | 42.2633 | -71.6092 | NPCC | ISNE | ISO New England Inc. |  | 22 | NR | 2 | IPP Non-CHP | N | N |  | Y | QF 14-140 | N |  |  | X |  | National Grid Generation, LLC | 26751 |  | 13.8
58258 | SunRay Power LLC | 59369 | Lakewood Seven Solar LLC | 1700 Oak Street | Lakewood | NJ | 8701 | Ocean | 40.0575 | -74.1856 | NPCC | PJM | PJM Interconnection, LLC |  | 22 | NR | 2 | IPP Non-CHP | N | N |  | Y | QF 12 -330 | N |  | N | X |  | Jersey Central Power & Lt Co | 9726 | NJ | 277
58258 | SunRay Power LLC | 59370 | 4 Applegate Solar LLC | 4 Applegate Drive | Robbinsville | NJ | 8691 | Mercer | 40.1964 | -74.5836 | NPCC | PJM | PJM Interconnection, LLC |  | 22 | NR | 2 | IPP Non-CHP | N | N |  | Y | QF 13-326 | N |  | N | X |  | Jersey Central Power & Lt Co | 9726 | NJ | 277
58258 | SunRay Power LLC | 59371 | 12 Applegate Solar LLC | 12 Applegate Drive | Robbinsville | NJ | 8691 | Mercer | 40.2003 | -74.5761 | NPCC | PJM | PJM Interconnection, LLC |  | 22 | NR | 2 | IPP Non-CHP | Y | N |  | Y | QF 13-327 | N |  | N | X |  | Jersey Central Power & Lt Co | 9726 | NJ | 277
59147 | Broshco Fabricated Products | 59373 | Broshco Fabricated Products | 1595 W. Longview Ave. | Mansfield | OH | 44906 | Richland | 40.7761 | -82.5686 | RFC | PJM | PJM Interconnection, LLC | Mansfield City | 332 | NR | 7 | Industrial CHP |  | N |  | N |  | N |  | N | X |  | Ohio Edison Co | 13998 | OH | 12.47 |  |  | Columbia Gas
59143 | Old Mill Solar | 59374 | Old Mill Solar | 60965 Highway 140 E | Bly | OR | 97622 | Klamath | 42.2033 | -121.0464 | WECC | PACW | PacifiCorp - West |  | 22 | NR | 2 | IPP Non-CHP |  | N |  | N |  | N |  | N | X |  | PacifiCorp | 14354 | OR | 12
59150 | Rose Hill Solar LLC | 59375 | Rose Hill | 1315 West Charity Rd | Rose Hill | NC | 28458 | Duplin | 34.8239 | -77.9697 | SERC | CPLE | Progress Energy Carolinas - EAST |  | 22 | NR | 2 | IPP Non-CHP |  | N |  | Y | 12.288.001 | N |  |  | X |  | Duke Energy Progress - (NC) | 3046 | NC | 22.86
59149 | Dunn Solar, LLC | 59376 | Dunn | 700 Webb Road | Dunn | NC | 28334 | Harnett | 35.475 | -78.5486 | SERC | CPLE | Progress Energy Carolinas - EAST |  | 22 | NR | 2 | IPP Non-CHP | N | N |  | Y | 12.270.001 | N |  |  | X |  | Duke Energy Progress - (NC) | 3046 | NC | 22.86
59153 | FLS Solar 80, LLC | 59377 | Town of Cary | 4900 West Lake Road | Apex | NC | 28340 | Duplin | 34.8239 | -77.9697 | SERC | CPLE | Progress Energy Carolinas - EAST |  | 22 | NR | 2 | IPP Non-CHP |  | N |  | Y | 12.92.000 | N |  |  | X |  | Duke Energy Progress - (NC) | 3046 | NC | 22.86
59148 | BP Helios Plaza | 59378 | Helios Plaza CHP Plant | 14110 Grisby Rd | Houston | TX | 77079 | Harris | 29.7833 | -95.6333 | TRE | ERCO | Electric Reliability Council of Texas, Inc. | Municipality | 22 | NR | 3 | IPP CHP |  | N |  | N |  | N |  | N | X |  | CenterPoint Energy | 8901 | TX | 41.6 |  |  | Houston Pipeline
59156 | Wapsie Valley Creamery | 59379 | Wapsie Valley Creamery Back Up Generator | 300 10th Street, NE | Independence | IA | 50644 | Buchanan | 42.4778 | -91.8911 | MRO | MISO | Midcontinent Independent Transmission System Operator, Inc.. | Wells | 311 | NR | 6 | Industrial Non-CHP |  | N |  | N |  | N |  | N | X |  | City of Independence - (IA) | 9230 | IA | 12.7
59158 | Wildwood Solar I, LLC | 59380 | Wildwood Solar I, LLC | 23900 McCombs Road | Wasco | CA | 93280 | Kern | 35.6158 | -119.5783 | WECC | CISO | California Independent System Operator |  | 22 | NR | 2 | IPP Non-CHP |  | N |  | Y | QF-14-585-000 | N |  |  | X |  | Pacific Gas & Electric Co | 14328 | CA | 115
59157 | The Methodist Hospital | 59381 | The Methodist Hospital, Gas Turbine | 6565 Fannin Street | Houston | TX | 77030 | Harris | 29.7094 | -95.4003 | TRE | ERCO | Electric Reliability Council of Texas, Inc. |  | 622 | NR | 5 | Commercial CHP |  | N |  | N |  | N |  | N | X |  | CenterPoint Energy | 8901 | TX | 4.16 |  |  | Center Point Energy
18260 | Surprise Valley Electrification | 59382 | Paisley Geothermal Generating Plant | 38650 Highway 31 | Paisley | OR | 97636 | Lake | 42.6958 | -120.5578 | WECC | PACW | PacifiCorp - West | WELLS | 22 | RE | 1 | Electric Utility |  | N |  | Y | 13-276 | N |  | N | X |  | Surprise Valley Electrification | 18260 | OR | 69
59160 | East Kansas Agri-Energy, LLC | 59383 | East Kansas Agri-Energy, LLC | 1304 South Main Street | Garnett | KS | 66032 | Anderson | 38.2725 | -95.2403 | SPP | SWPP | Southwest Power Pool | City fo Garnett | 325 | NR | 6 | Industrial Non-CHP |  | N |  | N |  | N |  | N | X |  | Kansas City Power & Light Co | 10000 | KS | 12.5 |  |  | Southern Star
59155 | First Wind O&M, LLC | 59384 | South Plains Wind Phase I | 1700 State Highway 207 | Floydada | TX | 79241 | Floyd | 34.0806 | -101.3236 | TRE | ERCO | Electric Reliability Council of Texas, Inc. |  | 22 | NR | 2 | IPP Non-CHP |  | N |  | N |  | N |  | N | X |  | Sharyland Utilities LP | 17008 | TX | 345
58468 | Dominion Renewable Energy | 59386 | Enterprise Solar, LLC | 2336 South Bench Road | Newcastle | UT | 84756 | Iron | 37.6411 | -113.6125 | WECC | PACE | PacifiCorp - East |  | 22 | NR | 2 | IPP Non-CHP |  | N |  | Y | QF14-792 | N |  | N | X |  | PacifiCorp | 14354 | UT | 138
58468 | Dominion Renewable Energy | 59387 | Escalante Solar I, LLC | 7100 North 1400 West | Milford | UT | 54751 | Beaver | 38.5242 | -113.0339 | WECC | PACE | PacifiCorp - East |  | 22 | NR | 2 | IPP Non-CHP |  | N |  | Y | QF14-789 | N |  |  | X |  | PacifiCorp | 14354 | UT | 345
58468 | Dominion Renewable Energy | 59388 | Escalante Solar II, LLC | 5900 North 350 West | Milford | UT | 84751 | Beaver | 38.5008 | -113.03 | WECC | PACE | PacifiCorp - East |  | 22 | NR | 2 | IPP Non-CHP |  | N |  | Y | QF14-793 | N |  | N | X |  | PacifiCorp | 14354 | UT | 345
58468 | Dominion Renewable Energy | 59389 | Escalante Solar III, LLC | 5500 North Hwy 257 | Milford | UT | 84751 | Beaver | 38.4978 | -112.9869 | WECC | PACE | PacifiCorp - East |  | 22 | NR | 2 | IPP Non-CHP |  | N |  | Y | QF14-794 | N |  | N | X |  | PacifiCorp | 14354 | UT | 345
58677 | CD US Solar MT1 LLC | 59390 | True North | 12 Rabbit Road, Gate #1210 | Salisbury | MA | 1952 | Essex | 42.8475 | -70.8983 | NPCC | ISNE | ISO New England Inc. |  | 22 | NR | 2 | IPP Non-CHP | X | N |  | N |  | N |  | N | X |  | Massachusetts Electric Co | 11804 | MA | 22.9
17583 | South Texas Electric Coop, Inc | 59391 | Red Gate Power Plant | 23387 West FM490 | Edinburg | TX | 78541 | Hidalgo | 26.4511 | -98.1775 | TRE | ERCO | Electric Reliability Council of Texas, Inc. | WELLS | 22 | RE | 1 | Electric Utility |  | N |  | N |  | N |  | N | X |  | AEP Texas Central Company | 3278 | TX | 138 |  |  | Not completed yet
59170 | North American Biofuels, LLC | 59392 | Blue Ridge Generating | 2700 Winchester | Irvine | KY | 40336 | Estill | 37.7411 | -83.9889 | RFC | PJM | PJM Interconnection, LLC |  | 22 | NR | 2 | IPP Non-CHP |  | N |  | N |  | N |  | N | X |  | Jackson Energy Coop Corp - (KY) | 9575 | KY | 12.47
59171 | Suncore Photovoltaics, Inc | 59393 | Eubank Landfill Solar Array | 1660 Eubank Blvd SE | Albuquerque | NM | 87123 | Bernalillo | 35.0492 | -106.53 | WECC | PNM | Public Service Company of New Mexico |  | 22 | NR | 2 | IPP Non-CHP |  | N |  | N |  | N |  | N | X |  | Public Service Co of NM | 15473 | NM | 12.47
58440 | CD US Solar MT 2 LLC | 59394 | Grafton Solar | 21 Follette St | Grafton | MA | 1519 | Worcester | 42.1992 | -71.6792 | NPCC | ISNE | ISO New England Inc. |  | 22 | NR | 2 | IPP Non-CHP | X | N |  | N |  | N |  | N | X |  | Southern California Edison Co | 17609 | CA | 13.8
59173 | City of Tulare Water Pollution Control | 59395 | City of Tulare Water Facility | 1875 South West Street | Tulare | CA | 93274 | Tulare | 36.185 | -119.375 | WECC | CISO | California Independent System Operator |  | 22132 | NR | 5 | Commercial CHP | N | N |  | N |  | N |  | N | X |  | Southern California Edison Co | 17609 | CA | 0.48 | 0.48 | 0.48 | Southern California Gas Company
59174 | CD US Solar MT3, LLC | 59396 | Shaffer | 201 Pond Street | Billerica | MA | 1821 | Middlesex | 42.5942 | -71.2494 | NPCC | ISNE | ISO New England Inc. |  | 22 | NR | 2 | IPP Non-CHP | X | N |  | Y | 14-523-000 | N |  | N | X |  | Massachusetts Electric Co | 11804 | MA | 13.2
59175 | Searchlight Solar LLC | 59404 | Searchlight Solar | TBD | Searchlight | NV | 89046 | Clark | 35.4797 | -114.9361 | WECC | NEVP | Nevada Power Company |  | 22 | NR | 2 | IPP Non-CHP |  | N |  | Y | QF14-484-000 | N |  |  | X |  | Nevada Power Co | 13407 | NV | 69
59176 | Diamond Valley Solar LLC | 59405 | Diamond Valley Solar Project | 33725 E. Grand Avenue | Winchester | CA | 92596 | Riverside | 33.7131 | -117.0725 | WECC | CISO | California Independent System Operator |  | 22 | NR | 2 | IPP Non-CHP |  | N |  | Y | QF14-18-000 | N |  | N | X |  | Southern California Edison Co | 17609 | CA | 12
59533 | Facile Solar LLC | 59406 | Facile Solar | 2635 West Front Street | Elon | NC | 27244 | Alamance | 36.0989 | -79.4939 | SERC | DUK | Duke Energy Carolinas |  | 22 | NR | 2 | IPP Non-CHP | X | N |  | Y | QF13-228 | N |  | N | X |  | Duke Energy Carolinas, LLC | 5416 | NC | 23.94
59180 | Newman Solar LLC | 59407 | Newman Solar | 4920 Stan Roberts Senior Ave | El Paso | TX | 79934 | El Paso | 31.9783 | -106.4275 | WECC | EPE | El Paso Electric Company |  | 22 | NR | 2 | IPP Non-CHP |  | N |  | Y | QF14-708-000 | N |  | N | X |  | El Paso Electric Co | 5701 | TX | 13.8
59183 | Shafter Solar LLC | 59408 | Shafter Solar LLC | 3701 Jewetta Ave North | Bakersfield | CA | 93314 | Kern | 35.3933 | -119.1278 | WECC | CISO | California Independent System Operator |  | 22 | NR | 2 | IPP Non-CHP |  | N |  | N |  | Y | Pending | N | X |  | Pacific Gas & Electric Co | 14328 | CA | 21.6
59185 | CD US Solar PO 3, LLC | 59409 | Madelyn Solar, LLC | 28468 Smithson Road | Silver Lake | CA | 92342 | San Bernardino | 34.7683 | -117.3236 | WECC | CISO | California Independent System Operator |  | 22 | NR | 2 | IPP Non-CHP | X | N |  | N |  | N |  | N | X |  | Southern California Edison Co | 17609 | CA | 12
59185 | CD US Solar PO 3, LLC | 59410 | Rudy Solar, LLC | 28368 Smithson Road | Silver Lake | CA | 92342 | San Bernardino | 34.7664 | -117.3236 | WECC | CISO | California Independent System Operator |  | 22 | NR | 2 | IPP Non-CHP | X | N |  | N |  | N |  | N | X |  | Southern California Edison Co | 17609 | CA | 12
59185 | CD US Solar PO 3, LLC | 59411 | Mitchell Solar, LLC | 28258 Smithson Road | Silver Lake | CA | 92342 | San Bernardino | 34.765 | -117.3236 | WECC | CISO | California Independent System Operator |  | 22 | NR | 2 | IPP Non-CHP | X | N |  | N |  | N |  | N | X |  | Southern California Edison Co | 17609 | CA | 12
59050 | Algonquin Power Co | 59412 | Algonquin SKIC20 Solar LLC | 2301 Santiago Road | Taft | CA | 93268 | Kern | 35.1261 | -119.2433 | WECC | CISO | California Independent System Operator |  | 22 | NR | 2 | IPP Non-CHP | X | N |  | N |  | N |  |  | X |  | Pacific Gas & Electric Co | 14328 | CA | 70
56769 | Consolidated Edison Development Inc. | 59413 | Corcoran Solar 2 | 6734 Nevada Avenue | Corcoran | CA | 93201 | Kings | 36.1419 | -119.5817 | WECC | CISO | California Independent System Operator |  | 22 | NR | 2 | IPP Non-CHP |  | N |  | N |  | N |  | N | X |  | Pacific Gas & Electric Co | 14328 | CA | 115
56769 | Consolidated Edison Development Inc. | 59414 | Atwell Island West Solar | 5189 Avenue 16 | Alpaugh | CA | 93219 | Tulare | 35.815 | -119.4597 | WECC | CISO | California Independent System Operator |  | 22 | NR | 2 | IPP Non-CHP |  | N |  | N |  | N |  | N | X |  | Pacific Gas & Electric Co | 14328 | CA | 115
4180 | Connecticut Mun Elec Engy Coop | 59415 | Backus Microgrid Project | 4 Matlack Avenue | Norwich | CT | 6360 | New London | 41.5428 | -72.0936 | NPCC | ISNE | ISO New England Inc. |  | 22 | RE | 1 | Electric Utility |  | N |  | N |  | N |  | N | X |  | City of Norwich - (CT) | 13831 | CT | 13.8
59187 | Anaheim Public Utilities | 59416 | Anaheim Solar Energy Plant | 800 W. Katella Ave. | Anaheim | CA | 92802 | Orange | 33.8025 | -117.9197 | WECC | CISO | California Independent System Operator |  | 22 | RE | 1 | Electric Utility | N | N |  | N |  | N |  | N | X |  | City of Anaheim - (CA) | 590 | CA | 12
59188 | Pleasant Hill Wind Energy LLC | 59417 | Pleasant Hill Wind Energy Project | 597 FM 1471 | Lorenzo | TX | 79343 | Crosby | 33.7389 | -101.485 | SPP | SWPP | Southwest Power Pool |  | 22 | NR | 2 | IPP Non-CHP |  | N |  | Y | QF14-295-000 | N |  | N | X |  | South Plains Electric Coop Inc | 17561 | TX | 69
59192 | Amity Energy, LLC | 59418 | Amity Energy LLC |  | Amwell Township | PA | 15301 | Washington | 40.0714 | -80.2047 | RFC | PJM | PJM Interconnection, LLC |  | 22 | NR | 2 | IPP Non-CHP |  | N |  | N |  | Y | pending | N | X |  | West Penn Power Company | 20387 | PA | 25 |  |  | Unknown at this time
59193 | Basswood Energy, LLC | 59420 | Basswood Energy, LLC |  | Duncan Township | PA | 16901 | Tioga | 41.6403 | -77.2783 | RFC | PJM | PJM Interconnection, LLC |  | 22 | NR | 2 | IPP Non-CHP |  | N |  | N |  | Y | pending | N | X |  |  |  |  | 34.5 |  |  | Unknown at this time
59139 | SunEdison LLC | 59421 | SCE-Snowline-White Road (South) | 8928 White Road, Unit C | Phelan | CA | 92371 | San Bernardino | 34.4131 | -117.4708 | WECC | CISO | California Independent System Operator |  | 22 | NR | 2 | IPP Non-CHP | X | N |  | N |  | N |  | N | X |  | Southern California Edison Co | 17609 | CA | 12
59139 | SunEdison LLC | 59422 | SCE-Snowline-White Road (North) | 8928 White Road, Unit A | Phelan | CA | 92371 | San Bernardino | 34.4175 | -117.4697 | WECC | CISO | California Independent System Operator |  | 22 | NR | 2 | IPP Non-CHP | X | N |  | N |  | N |  | N | X |  | Southern California Edison Co | 17609 | CA | 12
59139 | SunEdison LLC | 59423 | SCE-Snowline-White Rd (Central) | 8928 White Road, Unit B | Phelan | CA | 92371 | San Bernardino | 34.4153 | -117.47 | WECC | CISO | California Independent System Operator |  | 22 | NR | 2 | IPP Non-CHP | X | N |  | N |  | N |  | N | X |  | Southern California Edison Co | 17609 | CA | 12
59200 | Indy Airport Solar Project II, LLC | 59424 | IND Solar Farm (Phase IIA) | 4250 W. Perimeter Road | Indianapolis | IN | 46241 | Marion | 39.6947 | -86.3217 | RFC | MISO | Midcontinent Independent Transmission System Operator, Inc.. |  | 22 | NR | 2 | IPP Non-CHP |  | N |  | Y | QF12-311-000 | N |  | N | X |  | Indianapolis Power & Light Co | 9273 | IN | 13.8
59195 | Landfill Energy Systems | 59425 | Zimmerman Energy | 8912 SR 110 | Argos | IN | 46501 | Marshall | 41.2378 | -86.2461 | RFC | MISO | Midcontinent Independent Transmission System Operator, Inc.. |  | 22 | NR | 2 | IPP Non-CHP |  | N |  | Y | QF14-826-000 | N |  | N | X |  | Northern Indiana Pub Serv Co | 13756 | IN | 69
59199 | SolNCPower2, LLC | 59426 | GKS Solar | 932 Belvidere Road | Belvidere | NC | 27918 | Perquimans | 36.2483 | -76.5019 | SERC | PJM | PJM Interconnection, LLC |  | 22 | NR | 2 | IPP Non-CHP | N | N |  | Y | QF13-618-000 | N |  | N | X |  | Virginia Electric & Power Co | 19876 | NC | 22.86
59202 | SolNCPower1, LLC | 59427 | Two Mile Solar | 157 Two Mile Desert Road | Winfall | NC | 27985 | Perquimans | 36.2231 | -76.4619 | SERC | PJM | PJM Interconnection, LLC |  | 22 | NR | 2 | IPP Non-CHP | N | N |  | Y | QF13-625-000 | N |  | N | X |  | Virginia Electric & Power Co | 19876 | NC | 34.5
59205 | Baker Station Associates, LP | 59428 | Baker Creek Hydroelectric | 3890 Showers Pass Road | Bridgeville | CA | 95526 | Humboldt | 40.5264 | -123.7256 | WECC | CISO | California Independent System Operator | Baker Creek | 22 | NR | 2 | IPP Non-CHP |  | N |  | Y | 4627 | N |  | N | X |  | Pacific Gas & Electric Co | 14328 | CA | 12
59206 | Downs Farm Solar, LLC | 59429 | Downs Farm Solar | 407 NC 45 S | Cofield | NC | 27977 | Hertford | 36.3619 | -76.9169 | SERC | PJM | PJM Interconnection, LLC |  | 22 | NR | 2 | IPP Non-CHP | N | N |  | Y | 13-618-000 | N |  | N | X |  | Virginia Electric & Power Co | 19876 | NC | 34.5
59208 | NRG Solar Las Vegas MB-1 | 59430 | NRG Solar Las Vegas MB-1 | 3950 Las Vegas Blvd. South | Las Vegas | NV | 89119 | Clark | 36.0886 | -115.1778 | WECC | NEVP | Nevada Power Company |  | 22 | NR | 2 | IPP Non-CHP | Y | N |  | N |  | N |  | N | X |  | Nevada Power Co | 13407 | NV | 12.4
58661 | Sustainable Power Group, LLC | 59431 | Sierra Solar Greenworks | 11584 West Avenue I | Lancaster | CA | 93536 | Los Angeles | 34.7036 | -118.3342 | WECC | CISO | California Independent System Operator |  | 22 | NR | 2 | IPP Non-CHP | N | N |  | N |  | N |  | N | X |  | Southern California Edison Co | 17609 | CA | 66
59209 | Half Moon Ventures, LLC | 59432 | Duke Building 87 | 5355 W. 76th Street | Indianapolis | IN | 46268 | Marion | 39.8908 | -86.2556 | RFC | MISO | Midcontinent Independent Transmission System Operator, Inc.. |  | 22 | NR | 2 | IPP Non-CHP |  | N |  | N |  | N |  | N | X |  | Indianapolis Power & Light Co | 9273 | IN | 13.2
59209 | Half Moon Ventures, LLC | 59433 | Duke Building 98 | 8250-8258 Zionsville Road | Indianapolis | IN | 46268 | Marion | 39.9047 | -86.26 | RFC | MISO | Midcontinent Independent Transmission System Operator, Inc.. |  | 22 | NR | 2 | IPP Non-CHP |  | N |  | N |  | N |  | N | X |  | Indianapolis Power & Light Co | 9273 | IN | 13.2
59209 | Half Moon Ventures, LLC | 59434 | Duke Building 129 | 4925-4945 W. 86th Street | Indianapolis | IN | 46268 | Marion | 39.9108 | -86.2453 | RFC | MISO | Midcontinent Independent Transmission System Operator, Inc.. |  | 22 | NR | 2 | IPP Non-CHP |  | N |  | N |  | N |  | N | X |  | Indianapolis Power & Light Co | 9273 | IN | 13.2
56769 | Consolidated Edison Development Inc. | 59435 | Oak Tree Energy | 42359 169th Street | Clark | SD | 57225 | Clark | 44.9333 | -97.7414 | MRO | SWPP | Southwest Power Pool |  | 22 | NR | 2 | IPP Non-CHP |  | N |  | Y | 10-449-000 | N |  |  | X |  | NorthWestern Energy - (SD) | 13809 | SD | 69
13559 | North American Natural Res | 59436 | Lennon Generating | 9536 E. Lennon Road | Lennon | MI | 48849 | Shiawassee | 42.9817 | -83.9794 | RFC | MISO | Midcontinent Independent Transmission System Operator, Inc.. |  | 22 | NR | 2 | IPP Non-CHP |  | N |  | N |  | N |  |  | X |  | Consumers Energy Co | 4254 | MI | 46
59178 | Brookfield Black Bear Hydro, LLC | 59437 | Stillwater B | 1062 Stillwater Avenue | Old Town | ME | 4489 | Penobscot | 44.9127 | -68.6838 | NPCC | ISNE | ISO New England Inc. | Penobscot River | 22 | NR | 2 | IPP Non-CHP |  | N |  | N |  | N |  | N | X |  | Emera Maine | 1179 | ME | 12.5
59178 | Brookfield Black Bear Hydro, LLC | 59438 | Orono B | 18 Broadway | Orono | ME | 4473 | Penobscot | 44.8844 | -68.6639 | NPCC | ISNE | ISO New England Inc. | Penobscot River | 22 | NR | 2 | IPP Non-CHP |  | N |  | N |  | N |  | N | X |  | Emera Maine | 1179 | ME | 12.5
59177 | Petra Engineering | 59439 | COC Surry LFG, LLC | 237 Landfill Road | Mount Airy | NC | 27030 | Surry | 36.4386 | -80.5683 | SERC | DUK | Duke Energy Carolinas |  | 22 | NR | 2 | IPP Non-CHP |  | N |  | Y | 12-17-000 | N |  | N | X |  | Duke Energy Carolinas, LLC | 5416 | NC | 12.47
59212 | Adelanto Solar II, LLC | 59440 | Adelanto Solar II, LLC | 13401 Rancho Road | Adelanto | CA | 92301 | San Bernardino | 34.5572 | -117.3775 | WECC | CISO | California Independent System Operator |  | 22 | NR | 2 | IPP Non-CHP |  | N |  | N |  | N |  | N | X |  | Southern California Edison Co | 17609 | CA | 33
59211 | Adelanto Solar, LLC | 59441 | Adelanto Solar, LLC | 13291 Rancho Road | Adelanto | CA | 92301 | San Bernardino | 34.5572 | -117.3775 | WECC | CISO | California Independent System Operator |  | 22 | NR | 2 | IPP Non-CHP |  | N |  | N |  | N |  | N | X |  | Southern California Edison Co | 17609 | CA | 33
56545 | Pattern Operators LP | 59442 | Logans Gap Wind LLC | 2011 CR 207 | Comanche | TX | 76442 | Comanche | 31.8225 | -98.6906 | TRE | ERCO | Electric Reliability Council of Texas, Inc. |  | 22 | NR | 2 | IPP Non-CHP |  | N |  | N |  | N |  | N | X |  | Oncor Electric Delivery Company LLC | 44372 | TX | 138
58468 | Dominion Renewable Energy | 59443 | TA-Acacia, LLC | 11025 West Avenue J | Lancaster | CA | 93536 | Los Angeles | 34.6892 | -118.3247 | WECC | CISO | California Independent System Operator |  | 22 | NR | 2 | IPP Non-CHP |  | N |  | Y | QF15-88-002 | N |  |  | X |  | Pacific Gas & Electric Co | 14328 | CA | 66
803 | Arizona Public Service Co | 59444 | SR85 | 4699 S 83rd Ave | Buckeye | AZ | 58326 | Maricopa | 33.145 | -112.66 | WECC | AZPS | Arizona Public Service Company |  | 22 | RE | 1 | Electric Utility |  | N |  | N |  | N |  |  | X |  | Arizona Public Service Co | 803 | AZ | 12
59215 | SA Solar Services, LLC | 59445 | St. Albans SPEED Project | 351 S. Main Street | St. Albans | VT | 5478 | Franklin | 44.7878 | -73.0886 | NPCC | ISNE | ISO New England Inc. |  | 22 | NR | 2 | IPP Non-CHP | N | N |  | N |  | N |  | N | X |  | Green Mountain Power Corp | 7601 | VT | 2
59214 | RE Cranbury Solar 1, LLC | 59446 | Cranbury | 5-8 Santa Fe Wau | Cranbury | NJ | 8512 | Middlesex | 40.3147 | -74.4992 | RFC | PJM | PJM Interconnection, LLC |  | 22 | NR | 2 | IPP Non-CHP |  | N |  | Y | QF-11-485-000 | N |  |  | X |  | Public Service Elec & Gas Co | 15477 | NJ | 13.2
59213 | Maas Energy Works | 59447 | Pacific Rim Dairy Digester | 13406 Road 24 | Corcoran | CA | 93212 | Tulare | 36.0331 | -119.51 | WECC | CISO | California Independent System Operator |  | 22 | NR | 2 | IPP Non-CHP |  | N |  | N |  | N |  |  | X |  | Pacific Gas & Electric Co | 14328 | CA | 12.47 |  |  | SoCal Gas
59216 | S.C. Johnson & Son, Inc. | 59448 | Waxdale | 8311 16th Street | Sturtevant | WI | 53177 | Racine | 42.7094 | -87.8853 | RFC | MISO | Midcontinent Independent Transmission System Operator, Inc.. | MUNICIPALITY | 325 | NR | 7 | Industrial CHP | Y | N |  | N |  | N |  | N | X |  | Wisconsin Electric Power Co | 20847 | MI | 24.9 |  |  | WE ENERGIES
17650 | Southern Power Co | 59449 | Decatur County Solar Project | 256 Solar Panel Road | Bainbridge | GA | 39817 | Decatur | 30.965 | -84.6261 | SERC | SOCO | Southern Company Services, Inc. - Trans |  | 22 | NR | 2 | IPP Non-CHP | N | N |  | N |  | N |  |  | X |  | Georgia Power Co | 7140 | GA | 115
17650 | Southern Power Co | 59450 | Decatur Parkway Solar Project, LLC | 1457 Brinson Airbase Road | Bainbridge | GA | 39817 | Decatur | 30.9919 | -84.6339 | SERC | SOCO | Southern Company Services, Inc. - Trans |  | 22 | NR | 2 | IPP Non-CHP | N | N |  | N |  | N |  |  | X |  | Georgia Power Co | 7140 | GA | 46
59217 | CBC Alternative Energy, LLC | 59451 | CBC Solar Energy Gen Fac Phase 2 | 3201 Transmitter Road | Garner | NC | 27529 | Wake | 35.6744 | -78.5261 | SERC | CPLE | Progress Energy Carolinas - EAST |  | 22 | NR | 2 | IPP Non-CHP |  | N |  | Y | 13-113-000 | N |  |  | X |  | Duke Energy Progress - (NC) | 3046 | NC | 0.48
59218 | East. Michigan Univ. Heating Plant | 59452 | East. Michigan Univ. Heating Plant | 712 Oakwood | Ypsilanti | MI | 48197 | Washtenaw | 42.2489 | -83.6289 | RFC | MISO | Midcontinent Independent Transmission System Operator, Inc.. |  | 611 | NR | 5 | Commercial CHP |  | N |  | N |  | N |  | N | X |  | DTE Electric Company | 5109 | MI | 41 | 41 |  | DTE Gas via: Panhandle eastern pipeline company ANR pipeline company
59219 | Albany Medical Center | 59453 | Albany Medical Ctr Cogen Plant | 470 Myrtle Ave | Albany | NY | 12208 | Albany | 42.6561 | -73.7764 | NPCC | NYIS | New York Independent System Operator |  | 622 | NR | 5 | Commercial CHP |  | N |  | N |  | N |  | N | X |  | National Grid Generation, LLC | 26751 |  | 13.2 |  |  | National Grid
59220 | Valencia Solar, LLC | 59454 | Valencia Solar | 5900 South Crayford Road | Tucson | AZ | 85706 | Pima | 32.1458 | -110.8669 | WECC | TEPC | Tucson Electric Power Company |  | 22 | NR | 2 | IPP Non-CHP |  | N |  | Y | QF13-539 | N |  | N | X |  | Tucson Electric Power Co | 24211 | AZ | 13.8
59221 | Tech Park Solar, LLC | 59455 | Tech Park Solar | 8410C South Rita Road | Tucson | AZ | 85747 | Pima | 32.0979 | -110.8157 | WECC | TEPC | Tucson Electric Power Company |  | 22 | NR | 2 | IPP Non-CHP |  | N |  | Y | QF13-540 | N |  |  | X |  | Tucson Electric Power Co | 24211 | AZ | 13.7
59222 | Qualcomm Incorporated | 59456 | P Plant | 5555 Morehouse Drive | San Diego | CA | 92121 | San Diego | 32.8947 | -117.1981 | WECC | CISO | California Independent System Operator | City of San Diego water | 541 | NR | 5 | Commercial CHP |  | N |  | N |  | N |  | N | X |  | San Diego Gas & Electric Co | 16609 | CA | 5 |  |  | SDG&E owned pipeline
59222 | Qualcomm Incorporated | 59457 | Q Plant | 10190 McKellar Blvd | San Diego | CA | 92121 | San Diego | 32.9042 | -117.2011 | WECC | CISO | California Independent System Operator | City of San Diego water | 541 | NR | 5 | Commercial CHP |  | N |  | N |  | N |  | N | X |  | San Diego Gas & Electric Co | 16609 | CA | 12 |  |  | SDG&E owned pipeline
59222 | Qualcomm Incorporated | 59458 | W Plant | 5751 Pacific Center Blvd | San Diego | CA | 92121 | San Diego | 32.9033 | -117.1956 | WECC | CISO | California Independent System Operator | City of San Diego Water | 541 | NR | 5 | Commercial CHP |  | N |  | N |  | N |  | N | X |  | San Diego Gas & Electric Co | 16609 | CA | 12 |  |  | SDG&E Owned Pipeline
59223 | BFI Waste Systems of GA, LLC | 59459 | Hickory Ridge Landfill Solar Project | 3330 Moreland Ave | Conley | GA | 30288 | DeKalb | 33.665 | -84.3361 | SERC | SEPA | Southeastern Power Administration |  | 22 | NR | 2 | IPP Non-CHP | X | N |  | N |  | N |  | N | X |  | Georgia Power Co | 7140 | GA | 480
17650 | Southern Power Co | 59460 | Kay Wind, LLC | 9105 North Ranch Drive | Newkirk | OK | 74647 | Kay | 36.9842 | -97.1336 | SPP | SPA | Southwestern Power Administration |  | 22 | NR | 2 | IPP Non-CHP |  | N |  | N |  | N |  |  | X |  | Oklahoma Gas & Electric Co | 14063 | OK | 345
59228 | Bowerman Power LFG, LLC | 59461 | Bowerman Power LFG, LLC | 11002 Bee Canyon Access Rd | Irvine | CA | 92602 | Orange | 33.7189 | -117.7022 | WECC | CISO | California Independent System Operator |  | 22 | NR | 2 | IPP Non-CHP |  | N |  | Y | QF-14-481-000 | N |  | N | X |  | Southern California Edison Co | 17609 | CA | 12
59229 | Denver Int'l Airport IV Solar | 59462 | Denver Intl Airport IV Solar | 11345 Trussville St., Unit PV | Denver | CO | 80249 | Adams | 39.9006 | -104.6694 | WECC | SWPP | Southwest Power Pool |  | 22 | NR | 2 | IPP Non-CHP |  | N |  | N |  | N |  | N | X |  | Public Service Co of Colorado | 15466 | CO | 0.48
59230 | DESRI V Mass Solar Holdco, LLC | 59463 | Ayers Village Solar | 48 Ayers Village Road | Methuen | MA | 1844 | Essex | 42.7919 | -71.1775 | NPCC | ISNE | ISO New England Inc. |  | 22 | NR | 2 | IPP Non-CHP | N | N |  | Y | QF-350-000 | N |  | N | X |  | Massachusetts Electric Co | 11804 | MA | 13
59230 | DESRI V Mass Solar Holdco, LLC | 59464 | Monson Solar | 4 Macomber Road | Monson | MA | 1057 | Hampden | 42.1244 | -72.3325 | NPCC | ISNE | ISO New England Inc. |  | 22 | NR | 2 | IPP Non-CHP | N | N |  | Y | QF-352-000 | N |  | N | X |  | Massachusetts Electric Co | 11804 | MA | 13
59230 | DESRI V Mass Solar Holdco, LLC | 59465 | Sullivan Solar | 500 Hathaway Road | New Bedford | MA | 2740 | Bristol | 41.655 | -70.9564 | NPCC | ISNE | ISO New England Inc. |  | 22 | NR | 2 | IPP Non-CHP | N | N |  | Y | QF14-675-000 | N |  | N | X |  | NSTAR Electric Company | 54913 | MA | 13
59230 | DESRI V Mass Solar Holdco, LLC | 59466 | Winchendon Solar | 800 Spring St. | Winchendon | MA | 1543 | Worcester | 42.6594 | -71.9917 | NPCC | ISNE | ISO New England Inc. |  | 22 | NR | 2 | IPP Non-CHP | N | N |  | Y | QF14-351-000 | N |  | N | X |  | Massachusetts Electric Co | 11804 | MA | 13
12807 | Michigan South Central Pwr Agy | 59467 | Coldwater Peaking Plant | 250 North Filmore Road | Coldwater | MI | 49036 | Branch | 41.9194 | -85.0242 | RFC | MISO | Midcontinent Independent Transmission System Operator, Inc.. | Municipality | 22 | RE | 1 | Electric Utility |  | N |  | N |  | N |  | N | X |  | Coldwater Board of Public Util | 3915 | MI | 138 |  |  | Michigan Gas Utilities
59232 | Kearsarge Solar LLC | 59468 | KS Solar Six LLC | 95 Williamsville Road | Hubbardston | MA | 1452 | Worcester | 42.4708 | -72.045 | NPCC | ISNE | ISO New England Inc. |  | 22 | NR | 2 | IPP Non-CHP | X | N |  | Y | QF14-83-000 | N |  | N | X |  | National Grid Generation, LLC | 26751 |  | 15
58468 | Dominion Renewable Energy | 59469 | Alamo Solar | 14523 Melrose Road | Oro Grande | CA | 92368 | San Bernardino | 34.6822 | -117.3475 | WECC | CISO | California Independent System Operator |  | 22 | NR | 2 | IPP Non-CHP | X | N |  | Y | 15-601-003 | N |  | N | X |  | Southern California Edison Co | 17609 | CA | 33
59237 | Ulysses Solar, LLC | 59470 | Cornell Snyder Road Solar Array | 800 Snyder Road | Lansing | NY | 14850 | Tompkins | 42.4975 | -76.46 | NPCC | NYIS | New York Independent System Operator |  | 22 | NR | 2 | IPP Non-CHP |  | N |  | Y | QF15-124-000 | N |  | N | X |  | New York State Elec & Gas Corp | 13511 | NY | 0.48 | 34.5
59235 | Cogentrix Development Holdings, LLC | 59471 | Buckeye Generation Center, LLC | TBD | Buckeye | AZ |  | Maricopa | 33.2308 | -112.6264 | WECC | AZPS | Arizona Public Service Company | WELLS | 22 | NR | 2 | IPP Non-CHP |  | N |  | N |  | N |  | N | X |  | Arizona Public Service Co | 803 | AZ
57369 | Apple, Inc | 59472 | Ft. Churchill PV | 189 Sierra Way | Yerington | NV | 89447 | Lyon | 39.1281 | -119.14 | WECC | NEVP | Nevada Power Company |  | 518 | NR | 4 | Commercial Non-CHP | N | N |  | N |  | N |  | N | X |  | Nevada Power Co | 13407 | NV | 60
57369 | Apple, Inc | 59473 | Apple Campus 2 PV | Wolfe Road & Homestead Road | Cupertino | CA | 95014 | Santa Clara | 37.33 | -122.01 | WECC | CISO | California Independent System Operator |  | 334 | NR | 6 | Industrial Non-CHP | N | N |  | N |  | N |  | N | X |  | Pacific Gas & Electric Co | 14328 | CA | 12.47
57369 | Apple, Inc | 59474 | Apple Data Center PV3 | 3123 Kelly Blvd | Conover | NC | 28613 | Catawba | 35.715 | -81.15 | SERC | DUK | Duke Energy Carolinas |  | 518 | NR | 4 | Commercial Non-CHP | N | N |  | N |  | N |  | N | X |  | Duke Energy Carolinas, LLC | 5416 | NC | 100
59238 | Palo Duro Wind | 59475 | Palo Duro Wind | 14535 FM 1267 | Perryton | TX | 79070 | Ochiltree | 36.2439 | -101.0014 | SPP | SWPP | Southwest Power Pool |  | 22 | NR | 2 | IPP Non-CHP |  | N |  | N |  | N |  |  | X |  | Oklahoma Gas & Electric Co | 14063 | OK | 345
59240 | Clarendon Solar Farm, LLC | 59476 | Clarendon Solar Farm | 1881 Route 7B Central | North Clarendon | VT | 5759 | Rutland | 43.5397 | -72.9558 | NPCC | ISNE | ISO New England Inc. |  | 22 | NR | 2 | IPP Non-CHP | X | N |  | N |  | N |  | N | X |  | Green Mountain Power Corp | 7601 | VT | 12.47
59241 | Claire Solar Partners LLC | 59477 | Claire Solar Farm | 1545 Hinesburg Road | South Burlington | VT | 5403 | Chittenden | 44.4261 | -73.1564 | NPCC | ISNE | ISO New England Inc. |  | 22 | NR | 2 | IPP Non-CHP | N | N |  | Y | 14-336-000 | N |  |  | X |  | Green Mountain Power Corp | 7601 | VT | 12.47
9234 | Indiana Municipal Power Agency | 59478 | IMPA Richmond Solar Park | 2000 South US 27 | Richmond | IN | 47374 | Wayne | 39.8011 | -84.895 | RFC | PJM | PJM Interconnection, LLC |  | 22 | RE | 1 | Electric Utility | X | N |  | N |  | N |  | N | X |  | City of Richmond - (IN) | 15989 | IN | 13.8
9234 | Indiana Municipal Power Agency | 59479 | IMPA Frankton Solar Park | 711 Lafayette Avenue | Frankton | IN | 46044 | Madison | 40.2164 | -85.7747 | RFC | PJM | PJM Interconnection, LLC |  | 22 | RE | 1 | Electric Utility | X | N |  | N |  | N |  | N | X |  | Town of Frankton - (IN) | 6735 | IN | 12.42
9234 | Indiana Municipal Power Agency | 59480 | IMPA Rensselaer Solar Park | 1324 East Maple Street | Rensselaer | IN | 47978 | Jasper | 40.9461 | -87.1364 | RFC | MISO | Midcontinent Independent Transmission System Operator, Inc.. |  | 22 | RE | 1 | Electric Utility | X | N |  | N |  | N |  | N | X |  | City of Rensselaer - (IN) | 15860 | IN | 12.42
9234 | Indiana Municipal Power Agency | 59481 | IMPA Peru Solar Park | 800 Jackson Avenue | Peru | IN | 46970 | Miami | 40.7678 | -86.0456 | RFC | MISO | Midcontinent Independent Transmission System Operator, Inc.. |  | 22 | RE | 1 | Electric Utility | X | N |  | N |  | N |  | N | X |  | City of Peru - (IN) | 14839 | IN | 12.42
9234 | Indiana Municipal Power Agency | 59482 | IMPA Tell City Solar Park | 53 Old Indiana 237 | Tell City | IN | 47586 | Perry | 37.9461 | -86.7375 | RFC | MISO | Midcontinent Independent Transmission System Operator, Inc.. |  | 22 | RE | 1 | Electric Utility | X | N |  | N |  | N |  | N | X |  | City of Tell City - (IN) | 18538 | IN | 13.8
9234 | Indiana Municipal Power Agency | 59483 | IMPA Crawfordsville Solar Park | 500 Memorial Drive | Crawfordsville | IN | 47933 | Montgomery | 40.0531 | -86.8872 | RFC | MISO | Midcontinent Independent Transmission System Operator, Inc.. |  | 22 | RE | 1 | Electric Utility | X | N |  | N |  | N |  | N | X |  | Crawfordsville Elec, Lgt & Pwr | 4508 | IN | 13.8
59254 | NuGen Capital Management | 59484 | Hadley Solar, LLC | 146 Mill Valley Road | Hadley | MA | 1035 | Hampshire | 42.3483 | -72.5453 | NPCC | ISNE | ISO New England Inc. |  | 22 | NR | 2 | IPP Non-CHP | Y | N |  | N |  | N |  | N | X |  | Western Massachusetts Electric Company | 20455 | MA | 13.8 | 13.8 | 13.8
59254 | NuGen Capital Management | 59485 | 265 Pleasant Solar NG, LLC | 265 Pleasant Rd | Lunenburg | MA | 1462 | Worcester | 42.5814 | -71.7622 | NPCC | ISNE | ISO New England Inc. |  | 22 | NR | 2 | IPP Non-CHP |  | N |  | N |  | N |  | N | X |  | Unitil Energy Systems | 24590 | NH | 13.8 | 13.8 | 13.8
59245 | Lanier Solar | 59486 | Lanier Solar | Jackson Store Road | Beulaville | NC | 28518 | Duplin | 34.8989 | -77.8089 | SERC | DUK | Duke Energy Carolinas |  | 22 | NR | 2 | IPP Non-CHP |  | N |  | Y | 14-581 | N |  |  | X |  | Duke Energy Carolinas, LLC | 5416 | NC | 22.9
59246 | Highwater Solar I | 59487 | Highwater Solar I | Belfast Road | Stoney Creek | NC | 27530 | Wayne | 35.4339 | -77.99 | SERC | DUK | Duke Energy Carolinas |  | 22 | NR | 2 | IPP Non-CHP |  | N |  | Y | 14-525 | N |  |  | X |  | Duke Energy Carolinas, LLC | 5416 | NC | 23
59247 | Bearford Solar II LLC | 59488 | Bearford Solar II | 478 Old Savannah Road | Burgaw | NC | 28425 | Pender | 34.6119 | -77.9289 | SERC | DUK | Duke Energy Carolinas |  | 22 | NR | 2 | IPP Non-CHP |  | N |  | Y | 14-582 | N |  | N | X |  | Duke Energy Carolinas, LLC | 5416 | NC | 22.8
59244 | GEM Energy LLC | 59489 | Anthony Wayne Solar #1 | 671 Spencer Street | Toledo | OH | 43609 | Lucas | 41.6272 | -83.5747 | RFC | PJM | PJM Interconnection, LLC |  | 22 | NR | 2 | IPP Non-CHP | Y | N |  | N |  | N |  | N | X |  | The Toledo Edison Co | 18997 | OH | 12.47
59860 | Jett Creek | 59490 | Jett Creek Windfarm |  | Huntington | OR | 97907 | Baker | 44.425 | -117.2739 | WECC | IPCO | Idaho Power Company |  | 22 | NR | 2 | IPP Non-CHP |  | N |  | Y | 12-183-000 | N |  | N | X |  | Idaho Power Co | 9191 | OR | 138
59861 | Benson Creek | 59491 | Benson Creek Windfarm |  | Huntington | OR | 97907 | Baker | 44.3669 | -117.3439 | WECC | IPCO | Idaho Power Company |  | 22 | NR | 2 | IPP Non-CHP |  | N |  | Y | 12-181-000 | N |  | N | X |  | Idaho Power Co | 9191 | OR | 138
59862 | Durbin Creek | 59492 | Durbin Creek Windfarm |  | Huntington | OR | 97907 | Baker | 44.3531 | -117.3231 | WECC | IPCO | Idaho Power Company |  | 22 | NR | 2 | IPP Non-CHP | N | N |  | Y | 12-182-000 | N |  | N | X |  | Idaho Power Co | 9191 | OR | 138
59863 | Prospector | 59493 | Prospector Windfarm |  | Huntington | OR | 97907 | Baker | 44.4181 | -117.255 | WECC | IPCO | Idaho Power Company |  | 22 | NR | 2 | IPP Non-CHP |  | N |  | Y | 12-180-000 | N |  | N | X |  | Idaho Power Co | 9191 | OR | 138
59864 | Willow Spring | 59494 | Willow Spring Windfarm |  | Huntington | OR | 97907 | Baker | 44.3819 | -117.2731 | WECC | IPCO | Idaho Power Company |  | 22 | NR | 2 | IPP Non-CHP | N | N |  | Y | 14-231-000 | N |  | N | X |  | Idaho Power Co | 9191 | OR | 138
59252 | GRE 314 East Lyme LLC | 59495 | Antares-GRE 314 East Lyme LLC | 20 Farm Meadow Road | East Lyme | CT | 6333 | New London | 41.4169 | -72.2344 | NPCC | ISNE | ISO New England Inc. |  | 22 | NR | 2 | IPP Non-CHP |  | N |  | Y | 14-782-000 | Y | 14-56-000 |  | X |  | Connecticut Light & Power Co | 4176 | CT | 23
59251 | Brigham Young Univ Idaho | 59496 | BYUI Central Energy Facility | 425 South 1st West | Rexburg | ID | 83460 | Madison | 43.8169 | -111.7858 | WECC | PACE | PacifiCorp - East |  | 611 | NR | 5 | Commercial CHP |  | Y | QF13-84 | N |  | N |  | N | X |  | PacifiCorp | 14354 | ID | 12.47 |  |  | Intermountain Gas owned pipeline feed from Williams, and Rockies pipeline.
59855 | Andrew Solar LLC | 59497 | Andrew Solar | 790 Washington Post Road | New Bern | NC | 28560 | Craven | 35.1608 | -77.1099 | SERC | DUK | Duke Energy Carolinas |  | 22 | NR | 2 | IPP Non-CHP |  | N |  | Y | QF14-369-000 | N |  | N | X |  | Duke Energy Carolinas, LLC | 5416 | NC | 12.47
59854 | Tracy Solar LLC | 59498 | Tracy Solar | 8928 Winters Road | Bailey | NC | 27807 | Nash | 35.7998 | -78.1398 | SERC | DUK | Duke Energy Carolinas |  | 22 | NR | 2 | IPP Non-CHP | N | N |  | N |  | N |  | N | X |  | Duke Energy Carolinas, LLC | 5416 | NC | 12.47
59903 | Candace Solar LLC | 59499 | Candace Solar | 4838 US70-ALT | Princeton | NC | 27569 | Johnston | 35.487 | -78.1922 | SERC | CPLE | Progress Energy Carolinas - EAST |  | 22 | NR | 2 | IPP Non-CHP |  | N |  | Y | QF14-545-000 | N |  | N | X |  | Duke Energy Progress - (NC) | 3046 | NC
59278 | Sarah Solar, LLC | 59500 | Sarah Solar | 171 Brewer Road | Louisburg | NC | 27549 | Franklin | 36.1394 | -78.1469 | SERC | CPLE | Progress Energy Carolinas - EAST |  | 22 | NR | 2 | IPP Non-CHP |  | N |  | Y | 14-366-000 | N |  | N | X |  | Duke Energy Progress - (NC) | 3046 | NC | 22.9
59279 | Nitro Solar, LLC | 59501 | Nitro Solar | 1990 Yelverton Grove Road | Smitfield | NC | 27577 | Johnston | 35.4869 | -78.3139 | SERC | CPLE | Progress Energy Carolinas - EAST |  | 22 | NR | 2 | IPP Non-CHP |  | N |  | Y | 14-367-000 | N |  |  | X |  | Duke Energy Progress - (NC) | 3046 | NC | 22.9
60008 | Melinda Solar LLC | 59502 | Melinda Solar | 433 Foster Road | Henderson | NC | 27537 | Vance | 36.2487 | -78.3475 | SERC | CPLE | Progress Energy Carolinas - EAST |  | 22 | NR | 2 | IPP Non-CHP | N | N |  | N |  | N |  | N | X |  | Duke Energy Progress - (NC) | 3046 | NC | 22.86
59851 | Jacob Solar LLC | 59503 | Jacob Solar | 200 Berry Lane | Reidsville | NC | 27320 | Rockingham | 36.2922 | -79.6214 | SERC | DUK | Duke Energy Carolinas |  | 22 | NR | 2 | IPP Non-CHP | N | N |  | Y | QF13-509-000 | N |  | N | X |  | Duke Energy Carolinas, LLC | 5416 | NC
60009 | Porter Solar LLC | 59504 | Porter Solar | 1101 Askins Brick Road | New Bern | NC | 28560 | Craven | 35.2167 | -77.0743 | SERC | CPLE | Progress Energy Carolinas - EAST |  | 22 | NR | 2 | IPP Non-CHP | N | N |  | N |  | N |  | N | X |  | Duke Energy Progress - (NC) | 3046 | NC | 22.86
59904 | Sun Devil Solar LLC | 59505 | Sun Devil Solar | US Highway 158 | Littleton | NC | 27850 | Warren | 36.432 | -77.9703 | SERC | CPLE | Progress Energy Carolinas - EAST |  | 22 | NR | 2 | IPP Non-CHP | N | N |  | N |  | N |  | N | X |  | Duke Energy Progress - (NC) | 3046 | NC | 22.86
60010 | Quincy Solar LLC | 59506 | Quincy Solar | 22220 Dunn Road | Fayetteville | NC | 28312 | Cumberland | 35.0717 | -78.8078 | SERC | CPLE | Progress Energy Carolinas - EAST |  | 22 | NR | 2 | IPP Non-CHP | N | N |  | Y | QF14-363-000 | N |  | N | X |  | Duke Energy Progress - (NC) | 3046 | NC | 22.86
59850 | Kenneth Solar LLC | 59507 | Kenneth Solar | 912 Warren Plains Road | Warrenton | NC | 27589 | Warren | 36.4338 | -78.1526 | SERC | CPLE | Progress Energy Carolinas - EAST |  | 22 | NR | 2 | IPP Non-CHP | N | N |  | N |  | N |  | N | X |  | Duke Energy Progress - (NC) | 3046 | NC
59858 | Chei Solar LLC | 59508 | Chei Solar | 2440 Whitley Wilder Loop Road | Middlesex | NC | 27557 | Nash | 35.8918 | -78.1823 | SERC | CPLE | Progress Energy Carolinas - EAST |  | 22 | NR | 2 | IPP Non-CHP | N | N |  | N |  | N |  | N | X |  | Duke Energy Progress - (NC) | 3046 | NC
59857 | Murdock Solar LLC | 59509 | Murdock Solar | 2780 Guy Road | Clayton | NC | 27520 | Johnston | 35.6633 | -78.5206 | SERC | CPLE | Progress Energy Carolinas - EAST |  | 22 | NR | 2 | IPP Non-CHP | N | N |  | N |  | N |  | N | X |  | Duke Energy Progress - (NC) | 3046 | NC
58658 | Sunlight Partners | 59510 | Husky Solar | NC Highway 87 | Reidsville | NC | 27320 | Rockingham | 36.2847 | -79.5667 | SERC | DUK | Duke Energy Carolinas |  | 22 | NR | 2 | IPP Non-CHP | N | N |  | N |  | N |  | N | X |  | Duke Energy Carolinas, LLC | 5416 | NC
58658 | Sunlight Partners | 59511 | Beetle Solar | 1926 Bachelor Road | Mooresboro | NC | 28111 | Cleveland | 35.1785 | -81.665 | SERC | DUK | Duke Energy Carolinas |  | 22 | NR | 2 | IPP Non-CHP | N | N |  | N |  | N |  | N | X |  | Duke Energy Carolinas, LLC | 5416 | NC
59853 | Happy Solar LLC | 59512 | Happy Solar | 831 Ivey Road | Four Oaks | NC | 27524 | Johnston | 35.3965 | -78.5108 | SERC | CPLE | Progress Energy Carolinas - EAST |  | 22 | NR | 2 | IPP Non-CHP |  | N |  | N |  | N |  | N | X |  | Duke Energy Progress - (NC) | 3046 | NC
59263 | Fresh Air Energy XVIII, LLC | 59513 | Meadows PV 1 | 1245 Meadows Road | Williamston | NC | 27892 | Martin | 35.8369 | -77.1269 | SERC | PJM | PJM Interconnection, LLC |  | 22 | NR | 2 | IPP Non-CHP |  | N |  | Y | QF14-577-00 | N |  | N | X |  | Virginia Electric & Power Co | 19876 | NC | 34.5
58970 | Ecoplexus, Inc | 59514 | Flat Meeks PV 1 |  | Robersonville | NC | 27871 | Martin | 35.8067 | -77.2706 | SERC | PJM | PJM Interconnection, LLC |  | 22 | NR | 2 | IPP Non-CHP |  | N |  | N |  | N |  | N | X |  | Virginia Electric & Power Co | 19876 | NC | 12.5
58970 | Ecoplexus, Inc | 59515 | Benthall Bridge PV 1 |  | Murfeesboro | NC | 27855 | Hertford | 36.42 | -77.1003 | SERC | PJM | PJM Interconnection, LLC |  | 22 | NR | 2 | IPP Non-CHP |  | N |  | Y | QF15-483 | N |  | N | X |  | Virginia Electric & Power Co | 19876 | NC | 34.5
58970 | Ecoplexus, Inc | 59516 | American Legion PV 1 |  | Roanoke Rapids | NC | 27870 | Halifax | 36.4183 | -77.6558 | SERC | PJM | PJM Interconnection, LLC |  | 22 | NR | 2 | IPP Non-CHP |  | N |  | Y | QF15-255 | N |  | N | X |  | Virginia Electric & Power Co | 19876 | NC | 34.5
58970 | Ecoplexus, Inc | 59517 | Baker PV 1 | 1029 NC11 S | Aulander | NC | 27805 | Hertford | 36.2703 | -77.0603 | SERC | PJM | PJM Interconnection, LLC |  | 22 | NR | 2 | IPP Non-CHP |  | N |  | Y | QF15-256 | N |  | N | X |  | Virginia Electric & Power Co | 19876 | NC | 34.5
58970 | Ecoplexus, Inc | 59518 | Grandy PV 1 | 6562 Caratoke Hwy | Grandy | NC | 27939 | Currituck | 36.2336 | -75.8808 | SERC | PJM | PJM Interconnection, LLC |  | 22 | NR | 2 | IPP Non-CHP |  | N |  | Y | QF15-130 | N |  |  | X |  | Virginia Electric & Power Co | 19876 | NC | 34.5
58970 | Ecoplexus, Inc | 59519 | Old Catawba PV 1 | 3414 Old Catawba Road | Claremont | NC | 58610 | Catawba | 35.7117 | -81.1342 | SERC | DUK | Duke Energy Carolinas |  | 22 | NR | 2 | IPP Non-CHP |  | N |  | Y | QF15-132 | N |  | N | X |  | Duke Energy Carolinas, LLC | 5416 | NC | 34.5
58970 | Ecoplexus, Inc | 59520 | Manning PV 1 | 911 Manning Ave. | Elon | NC | 27244 | Alamance | 36.1192 | -79.5214 | SERC | DUK | Duke Energy Carolinas |  | 22 | NR | 2 | IPP Non-CHP |  | N |  | Y | QF15-133 | N |  | N | X |  | Duke Energy Carolinas, LLC | 5416 | NC | 23
58970 | Ecoplexus, Inc | 59521 | Little River PV 1 | 1128 Little River Road | Randolph | NC | 27205 | Randolph | 35.5389 | -79.8042 | SERC | DUK | Duke Energy Carolinas |  | 22 | NR | 2 | IPP Non-CHP |  | N |  | Y | QF15-136 | N |  | N | X |  | Duke Energy Carolinas, LLC | 5416 | NC | 23
59257 | Giffen Solar Park, LLC | 59522 | Giffen Solar Park | 30336 West Mountain View Ave | Cantua Creek | CA | 93210 | Fresno | 36.5447 | -120.3161 | WECC | CISO | California Independent System Operator |  | 22 | NR | 2 | IPP Non-CHP |  | N |  | N |  | N |  | N | X |  | Pacific Gas & Electric Co | 14328 | CA | 70
59258 | Five Points Solar Park, LLC | 59523 | Five Points Solar Park | W. Paige Ave. & S. Napa Ave. | Five Points | CA | 93210 | Fresno | 36.3869 | -120.2367 | WECC | CISO | California Independent System Operator |  | 22 | NR | 2 | IPP Non-CHP |  | N |  | N |  | N |  |  | X |  | Pacific Gas & Electric Co | 14328 | CA | 115
56769 | Consolidated Edison Development Inc. | 59524 | Blackwell Solar Park | California SR 46 | Lost Hills | CA | 93249 | Kern | 35.6042 | -119.8497 | WECC | CISO | California Independent System Operator |  | 22 | NR | 2 | IPP Non-CHP |  | N |  | N |  | N |  | N | X |  | Pacific Gas & Electric Co | 14328 | CA | 70
59260 | Wright Solar Park, LLC | 59525 | Wright Solar Park | 17011 Volta Road | Los Banos | CA | 93635 | Merced | 37.0094 | -120.9572 | WECC | CISO | California Independent System Operator |  | 22 | NR | 2 | IPP Non-CHP |  | N |  | N |  | N |  | N | X |  | Pacific Gas & Electric Co | 14328 | CA | 230
59261 | Colonial Eagle Solar, LLC | 59526 | Whitakers | 16080-16240 Watsonseed Road | Whitakers | NC | 27891 | Nash | 36.1272 | -77.7344 | SERC | PJM | PJM Interconnection, LLC |  | 22 | NR | 2 | IPP Non-CHP |  | N |  | Y | pending | N |  | N | X |  | Virginia Electric & Power Co | 19876 | NC | 34.5
59261 | Colonial Eagle Solar, LLC | 59527 | Kelford | 3656 Governors Road | Lewiston Woodville | NC | 27847 | Bertie | 36.1481 | -77.2119 | SERC | PJM | PJM Interconnection, LLC |  | 22 | NR | 2 | IPP Non-CHP |  | N |  | Y | pending | N |  | N | X |  | Virginia Electric & Power Co | 19876 | NC | 34.5
59262 | NRG Solar Oasis, LLC | 59528 | NRG Solar Oasis LLC | TBD | Palmdale | CA | 93550 | Los Angeles | 34.6489 | -118.0767 | WECC | CISO | California Independent System Operator |  | 22 | NR | 2 | IPP Non-CHP |  | N |  | N |  | N |  | N | X |  | Southern California Edison Co | 17609 | CA | 66
59239 | Bannock County Landfill | 59529 | Bannock County LFG to Energy | 1500 N. Fort Hall Mine Rd | Pocatello | ID | 83204 | Bannock | 42.7878 | -112.3656 | WECC | IPCO | Idaho Power Company |  | 562212 | NR | 4 | Commercial Non-CHP |  | N |  | Y | 14-224-000 | N |  | N | X |  | Idaho Power Co | 9191 | ID | 34.5
59261 | Colonial Eagle Solar, LLC | 59530 | Pasquotank | 953 Foreman Bundy Road | Elizabeth City | NC | 27906 | Pasquotank | 36.2647 | -76.3061 | SERC | PJM | PJM Interconnection, LLC |  | 22 | NR | 2 | IPP Non-CHP |  | N |  | Y | pending | N |  | N | X |  | Virginia Electric & Power Co | 19876 | NC | 34.5
59272 | 41MB 8me, LLC | 59531 | Borden Solar Farm | 13282 Road 33 | Madera | CA | 9363 | Madera | 36.9411 | -119.96 | WECC | CISO | California Independent System Operator |  | 22 | NR | 2 | IPP Non-CHP |  | N |  | N |  | N |  | N | X |  | Pacific Gas & Electric Co | 14328 | CA | 69
59273 | 62SK 8me, LLC | 59532 | Springbok Solar Farm 1 | TBD | Unincorporated | CA | 93519 | Kern | 35.2492 | -117.9553 | WECC | LDWP | Los Angeles Department of Water and Power |  | 22 | NR | 2 | IPP Non-CHP |  | N |  | N |  | N |  | N | X |  | Los Angeles Department of Water & Power | 11208 | CA | 230
59277 | ESA Princeton NC, LLC | 59533 | Princeton | 4250 Bizzell Grove Chruch Rd | Princeton | NC | 27589 | Johnston | 35.5044 | -78.1922 | SERC | CPLE | Progress Energy Carolinas - EAST |  | 22 | NR | 2 | IPP Non-CHP |  | N |  | Y | 14-567-000 | N |  | N | X |  | Duke Energy Progress - (NC) | 3046 | NC | 22.9
59276 | ESA Four Oaks NC 1, LLC | 59534 | 4Oaks | 1141 Keen Road | Four Oaks | NC | 27524 | Johnston | 35.4325 | -78.4117 | SERC | CPLE | Progress Energy Carolinas - EAST |  | 22 | NR | 2 | IPP Non-CHP |  | N |  | Y | 13-56-000 | N |  | N | X |  | Duke Energy Progress - (NC) | 3046 | NC | 22.9
59274 | SR Hazlehurst, LLC | 59535 | SR Hazlehurst |  | Hazlehurst | GA | 31539 | Jeff Davis | 31.8103 | -82.575 | SERC | SOCO | Southern Company Services, Inc. - Trans |  | 22 | NR | 2 | IPP Non-CHP | N | N |  | N |  | N |  | N | X |  | Satilla Rural Elec Member Corporation | 16674 | GA | 24
59275 | CF SBC Master Tenant One LLC | 59536 | Coronus Adelanto West 1 | 9001 Cassia Road Unit #1 | Adelanto | CA | 92301 | San Bernardino | 34.5481 | -117.4644 | WECC | CISO | California Independent System Operator |  | 22 | NR | 2 | IPP Non-CHP |  | N |  | N |  | N |  | N | X |  | Southern California Edison Co | 17609 | CA | 12
59275 | CF SBC Master Tenant One LLC | 59537 | Coronus Adelanto West 2 | 9001 Cassia Road, Unit #2 | Adelanto | CA | 92301 | San Bernardino | 34.5481 | -117.4644 | WECC | CISO | California Independent System Operator |  | 22 | NR | 2 | IPP Non-CHP |  | N |  | N |  | N |  | N | X |  | Southern California Edison Co | 17609 | CA | 12
59283 | Gateway Energy Center, LLC | 59538 | Gateway Energy Center, LLC | TBS | Sayreville | NJ | 8872 | Middlesex | 40.4419 | -74.3436 | RFC | PJM | PJM Interconnection, LLC | Municipality | 22 | NR | 2 | IPP Non-CHP |  | N |  | N |  | N |  | N | X |  | Jersey Central Power & Lt Co | 9726 | NJ | 230 |  |  | TBD
59284 | Kona Solar, LLC | 59539 | Park Meridian #1 | 15001 Meridian Parkway | Riverside | CA | 92518 | Riverside | 33.8961 | -117.2836 | WECC | CISO | California Independent System Operator |  | 22 | NR | 2 | IPP Non-CHP |  | N |  | Y | 14-695-000 | N |  | N | X |  | Southern California Edison Co | 17609 | CA | 0.48
59284 | Kona Solar, LLC | 59540 | Rancho Cucamonga Dist #1 | 8449 Milliken | Rancho Cucamonga | CA | 91730 | San Bernardino | 34.1003 | -117.5528 | WECC | CISO | California Independent System Operator |  | 22 | NR | 2 | IPP Non-CHP |  | N |  | Y | 14-694-000 | N |  | N | X |  | Southern California Edison Co | 17609 | CA | 12
59284 | Kona Solar, LLC | 59541 | Terra Francesco | 1801 S Carlo Ave | Ontario | CA | 92824 | San Bernardino | 34.0397 | -117.6067 | WECC | CISO | California Independent System Operator |  | 22 | NR | 2 | IPP Non-CHP |  | N |  | Y | 14-693-000 | N |  | N | X |  | Southern California Edison Co | 17609 | CA | 0.48
59285 | Innovative Solar 6, LLC | 59542 | Innovative Solar 6 | 2951-2965 New Leicester Hwy | Leicester | NC | 28748 | Buncombe | 35.6575 | -82.7103 | SERC | CPLE | Progress Energy Carolinas - EAST |  | 22 | NR | 2 | IPP Non-CHP |  | N |  | Y | 12-307-001 | N |  | N | X |  | Duke Energy Progress - (NC) | 3046 | NC | 22.86
59286 | Heliovaas LLC | 59543 | Acton Solar Landfill | 14 Forest Road | Acton | MA | 1720 | Middlesex | 42.4733 | -71.4306 | NPCC | ISNE | ISO New England Inc. |  | 92 | NR | 4 | Commercial Non-CHP | Y | N |  | N |  | N |  | N | X |  | NSTAR Electric Company | 54913 | MA | 12.8
59287 | Laurel Capital Partners | 59544 | Parlin Solar LLC | 250 Cheesequake Road | Sayreville | NJ | 8859 | Middlesex | 40.4567 | -74.3289 | RFC | PJM | PJM Interconnection, LLC |  | 22 | NR | 2 | IPP Non-CHP |  | N |  | Y | 13-131-000 | N |  | N | X |  | Jersey Central Power & Lt Co | 9726 | NJ | 2.4
59287 | Laurel Capital Partners | 59545 | Springfield Solar LLC | One Assurant Way | Springfield | OH | 45506 | Clark | 39.8939 | -83.8056 | RFC | PJM | PJM Interconnection, LLC |  | 22 | NR | 2 | IPP Non-CHP |  | N |  | Y | 13-268-000 | N |  | N | X |  | Ohio Edison Co | 13998 | OH | 0.48
59287 | Laurel Capital Partners | 59546 | Beaver Solar LLC | 1 Tuscarawas Road | Beaver | PA | 15009 | Beaver | 40.6914 | -80.3239 | RFC | PJM | PJM Interconnection, LLC |  | 22 | NR | 2 | IPP Non-CHP |  | N |  | Y | 13-269-000 | N |  | N | X |  | Duquesne Light Co | 5487 | PA | 2.3
56545 | Pattern Operators LP | 59547 | Fowler Ridge IV Wind Farm LLC | 2870 W. SR 18 | Fowler | IN | 47944 | Benton | 40.6206 | -87.3781 | RFC | PJM | PJM Interconnection, LLC |  | 22 | NR | 2 | IPP Non-CHP |  | N |  | N |  | N |  | N | X |  | Indiana Michigan Power Co | 9324 | IN | 345
59288 | Creswell Alligood Solar, LLC | 59548 | Creswell Alligood Solar, LLC | 1166 Alligood Road | Creswell | NC | 27928 | Washington | 35.8989 | -76.3794 | SERC | PJM | PJM Interconnection, LLC |  | 22 | NR | 2 | IPP Non-CHP |  | N |  | Y | 14-489-000 | N |  | N | X |  | Virginia Electric & Power Co | 19876 | NC | 34.5
59289 | Everetts Wildcat Solar, LLC | 59549 | Everetts Wildcat Solar, LLC | 4963 Wildcat Road | Williamston | NC | 27892 | Martin | 35.8472 | -77.1114 | SERC | PJM | PJM Interconnection, LLC |  | 22 | NR | 2 | IPP Non-CHP |  | N |  | Y | 14-490-000 | N |  | N | X |  | Virginia Electric & Power Co | 19876 | NC | 34.5
59290 | Solvida Energy Group | 59550 | Putah Creek Solar Farm | 28775 County Road 87 D | Winters | CA | 95694 | Yolo | 38.5211 | -121.9939 | WECC | CISO | California Independent System Operator |  | 22 | NR | 2 | IPP Non-CHP |  | N |  | N |  | N |  | N | X |  | Pacific Gas & Electric Co | 14328 | CA | 12
58661 | Sustainable Power Group, LLC | 59551 | FLS Solar 200, LLC | 3542 Old Whiteville Road | Lumberton | NC | 28358 | Robeson | 34.5819 | -78.94 | SERC | CPLE | Progress Energy Carolinas - EAST |  | 22 | NR | 2 | IPP Non-CHP |  | N |  | Y | 13-272-000 | Y | 13-272-000 | N | X |  | Duke Energy Progress - (NC) | 3046 | NC | 22.86
58661 | Sustainable Power Group, LLC | 59552 | FLS Solar 170, LLC | 202 Taylor Drive | Lumberton | NC | 28358 | Robeson | 34.6 | -78.97 | SERC | CPLE | Progress Energy Carolinas - EAST |  | 22 | NR | 2 | IPP Non-CHP |  | N |  | Y | 13-240-000 | Y | 13-240-000 | N | X |  | Duke Energy Progress - (NC) | 3046 | NC | 22.86
58661 | Sustainable Power Group, LLC | 59553 | Innovative Solar 14, LLC | 67 Laycock Road | Hendersonville | NC | 28792 | Henderson | 35.3689 | -82.3575 | SERC | CPLE | Progress Energy Carolinas - EAST |  | 22 | NR | 2 | IPP Non-CHP |  | N |  | Y | 13-43-001 | Y | 13-43-001 | N | X |  | Duke Energy Progress - (NC) | 3046 | NC | 12.47
58661 | Sustainable Power Group, LLC | 59554 | Innovative Solar 15, LLC | 306 Ellenboro Henrietta Rd | Ellenboro | NC | 28040 | Rutherford | 35.3194 | -81.7642 | SERC | DUK | Duke Energy Carolinas |  | 22 | NR | 2 | IPP Non-CHP |  | N |  | Y | 13-14-001 | Y | 13-14-001 | N | X |  | Duke Energy Carolinas, LLC | 5416 | NC | 12.47
59298 | Vega Solar, LLC | 59555 | Vega Solar | 25100 S. Woo Road | Los Banos | CA | 93635 | Merced | 36.9258 | -120.82 | WECC | CISO | California Independent System Operator |  | 22 | NR | 2 | IPP Non-CHP | N | N |  | Y | 15-478-000 | N |  | N | X |  | Pacific Gas & Electric Co | 14328 | CA | 70
7140 | Georgia Power Co | 59556 | Dalton 2 | 925 Looper Bridge Road | Dalton | GA | 30721 | Murray | 34.7181 | -84.9319 | SERC | SOCO | Southern Company Services, Inc. - Trans |  | 22 | RE | 1 | Electric Utility |  | N |  | N |  | N |  | N | X |  | Dalton Utilities | 4744 | GA | 12.47
57369 | Apple, Inc | 59557 | Apple Campus 2 Fuel Cell | Wolfe Road & Homestead Road | Cupertino | CA | 95014 | Santa Clara | 37.33 | -122.01 | WECC | CISO | California Independent System Operator |  | 334 | NR | 6 | Industrial Non-CHP |  | N |  | N |  | N |  | N | X |  | Pacific Gas & Electric Co | 14328 | CA | 12.47
59300 | PNM Resources | 59558 | Sandoval Solar Energy Center | 1501 Encino Drive | Rio Rancho | NM | 87124 | Sandoval | 35.2836 | -106.8128 | WECC | PNM | Public Service Company of New Mexico |  | 22 | RE | 1 | Electric Utility |  | N |  | N |  | N |  | N | X |  | Public Service Co of NM | 15473 | NM | 12.47
59878 | Clean Fuel Partners Dane | 59559 | Clean Fuel Dane Community Digester | 6321 Cuba Valley Road | Vienna | WI | 53529 | Dane | 43.2172 | -89.4792 | MRO | MISO | Midcontinent Independent Transmission System Operator, Inc.. | Wells | 22 | NR | 3 | IPP CHP |  | N |  | N |  | N |  | N | X |  | Wisconsin Power & Light Co | 20856 | WI | 12.4
17826 | Springer Electric Coop, Inc | 59560 | Springer Solar 1 | I-25 & East Frontage Road | Springer | NM | 87747 | Colfax | 36.3981 | -104.5942 | WECC | PNM | Public Service Company of New Mexico |  | 22 | RE | 1 | Electric Utility |  | N |  | N |  | N |  | N | X |  | Springer Electric Coop, Inc | 17826 | NM | 0.48
59302 | Crockett Farm, LLC | 59561 | Crockett Farm | 1465 Hwy 70 East | Kinston | NC | 28501 | Lenoir | 35.2308 | -77.5525 | SERC | CPLE | Progress Energy Carolinas - EAST |  | 22 | NR | 2 | IPP Non-CHP |  | N |  | Y | 14-185-000 | N |  | N | X |  | Duke Energy Progress - (NC) | 3046 | NC | 22.86
59303 | Eastover Farm, LLC | 59562 | Eastover Farm | 3078 S Caledonia Road | Laurinburg | NC | 28352 | Scotland | 34.7422 | -79.4631 | SERC | CPLE | Progress Energy Carolinas - EAST |  | 22 | NR | 2 | IPP Non-CHP |  | N |  | Y | 13-187-000 | N |  | N | X |  | Duke Energy Progress - (NC) | 3046 | NC | 22.86
59304 | Foxfire Farm, LLC | 59563 | Foxfire Solar Farm | 373 Hoffman Road | West End | NC | 27376 | Moore | 35.2206 | -79.5519 | SERC | CPLE | Progress Energy Carolinas - EAST |  | 22 | NR | 2 | IPP Non-CHP |  | N |  | Y | 14-517-000 | N |  | N | X |  | Duke Energy Progress - (NC) | 3046 | NC | 22.86
59305 | Hutchinson Solar, LLC | 59564 | Hutchinson Farm | 1200 Earl Road | Shelby | NC | 28152 | Cleveland | 35.2608 | -81.5158 | SERC | DUK | Duke Energy Carolinas |  | 22 | NR | 2 | IPP Non-CHP |  | N |  | Y | 12-231-000 | N |  | N | X |  | Duke Energy Carolinas, LLC | 5416 | NC | 12.4
59306 | Keen Farm, LLC | 59565 | Keen Farm | 1988 Keen Road | Four Oaks | NC | 27524 | Johnston | 35.4267 | -78.4 | SERC | CPLE | Progress Energy Carolinas - EAST |  | 22 | NR | 2 | IPP Non-CHP |  | N |  | N |  | N |  | N | X |  | Duke Energy Progress - (NC) | 3046 | NC | 22.86
59307 | Ashley Solar Farm, LLC | 59566 | Ashley Solar Farm | 1231 Andrew Road | Hamptonville | NC | 27020 | Yadkin | 36.1261 | -80.7989 | SERC | DUK | Duke Energy Carolinas |  | 22 | NR | 2 | IPP Non-CHP |  | N |  | N |  | N |  | N | X |  | Duke Energy Carolinas, LLC | 5416 | NC | 12.4
59308 | Bearford Farm, LLC | 59567 | Bearford Farm Solar Project | 4155 U.S. 117 | Willard | NC | 28478 | Pender | 34.61 | -77.9242 | SERC | CPLE | Progress Energy Carolinas - EAST |  | 22 | NR | 2 | IPP Non-CHP |  | N |  | N |  | N |  | N | X |  | Duke Energy Progress - (NC) | 3046 | NC | 22.86
59315 | Bradley Farm LLC | 59568 | Bradley Farm | 331 Bradley Road | Boiling Springs | NC | 28017 | Cleveland | 35.2822 | -81.6431 | SERC | DUK | Duke Energy Carolinas |  | 22 | NR | 2 | IPP Non-CHP |  | N |  | Y | 14-692-000 | N |  | N | X |  | Duke Energy Carolinas, LLC | 5416 | NC | 22.9
59316 | Whitetail Solar LLC | 59569 | Whitetail Solar | S. Longstreet and Pocket Road | Dillon | SC | 29536 | Dillon | 34.3981 | -79.3836 | SERC | CPLE | Progress Energy Carolinas - EAST |  | 22 | NR | 2 | IPP Non-CHP |  | N |  | Y | 15-104-000 | N |  | N | X |  | Duke Energy Progress - (NC) | 3046 | SC | 22.86
5416 | Duke Energy Carolinas, LLC | 59570 | Mocksville Solar | Crawford Road | Mocksville | NC | 27028 | Davie | 35.8339 | -80.5744 | SERC | DUK | Duke Energy Carolinas |  | 22 | NR | 2 | IPP Non-CHP |  | N |  | Y | 15-104-000 | N |  | N | X |  | Duke Energy Carolinas, LLC | 5416 | NC | 44
59318 | Soy Solar LLC | 59571 | Soy Solar | Popes Crossing Rd and Martin L | Lumberton | NC | 28358 | Robeson | 34.58 | -79.0444 | SERC | CPLE | Progress Energy Carolinas - EAST |  | 22 | NR | 2 | IPP Non-CHP |  | N |  | Y | 15-224-000 | N |  | N | X |  | Duke Energy Progress - (NC) | 3046 | NC | 22.86
59319 | Cotton Solar, LLC | 59572 | Cotton Solar | Wix Road and Harlees Bride Roa | Dillon | SC | 29536 | Dillon | 34.455 | -79.4103 | SERC | CPLE | Progress Energy Carolinas - EAST |  | 22 | NR | 2 | IPP Non-CHP |  | N |  | Y | 15-299-000 | N |  | N | X |  | Duke Energy Progress - (NC) | 3046 | SC | 22.86
58894 | CF CVEC Owner One LLC | 59573 | Tisbury Landfill Solar | 59 Highpoint Lane | Tisbury | MA | 2568 | Dukes | 41.4447 | -70.6131 | NPCC | ISNE | ISO New England Inc. |  | 22 | NR | 2 | IPP Non-CHP |  | N |  | Y | 15-30-000 | N |  | N | X |  | NSTAR Electric Company | 54913 | MA | 23
13559 | North American Natural Res | 59574 | Southeast Berrien Generating Facility | 1520 Mayflower Road | Niles | MI | 49120 | Berrien | 41.8086 | -86.3239 | RFC | PJM | PJM Interconnection, LLC |  | 22 | NR | 2 | IPP Non-CHP |  | N |  | N |  | N |  | N | X |  | Indiana Michigan Power Co | 9324 | MI | 69
59320 | Manway Solar, LLC | 59575 | Manway Solar Farm | 117 N Carolina 210 | Garland | NC | 28441 | Bladen | 34.7458 | -78.4294 | SERC | CPLE | Progress Energy Carolinas - EAST |  | 22 | NR | 2 | IPP Non-CHP |  | N |  | Y | 2-461-000 | N |  | N | X |  | Duke Energy Progress - (NC) | 3046 | NC | 22.86
59321 | Millikan Farm, LLC | 59576 | Millikan Farm | 2014 Naomi Road | Randleman | NC | 27317 | Randolph | 35.8181 | -79.7694 | SERC | DUK | Duke Energy Carolinas |  | 22 | NR | 2 | IPP Non-CHP |  | N |  | N |  | N |  | N | X |  | Duke Energy Carolinas, LLC | 5416 | NC | 12.4
59322 | Misenheimer Farm, LLC | 59577 | Misenheimer Farm | 24437 N. Carolina 49 | Richfield | NC | 28137 | Stanly | 35.4686 | -80.2936 | SERC | DUK | Duke Energy Carolinas |  | 22 | NR | 2 | IPP Non-CHP |  | N |  | N |  | N |  | N | X |  | Duke Energy Carolinas, LLC | 5416 | NC | 12.4
59323 | Monroe Moore Farm, LLC | 59578 | Monroe Moore Farm | 2003 New Town Road | Monroe | NC | 28110 | Union | 34.9719 | -80.6019 | SERC | DUK | Duke Energy Carolinas |  | 22 | NR | 2 | IPP Non-CHP |  | N |  | N |  | N |  | N | X |  | Duke Energy Carolinas, LLC | 5416 | NC
59324 | Franklin Solar 2 LLC | 59579 | Franklin Solar 2 | 2024 White Level Road | Louisburg | NC | 27549 | Franklin | 36.1269 | -78.1525 | SERC | CPLE | Progress Energy Carolinas - EAST |  | 22 | NR | 2 | IPP Non-CHP |  | N |  | Y | 13-122-000 | N |  | N | X |  | Duke Energy Progress - (NC) | 3046 | NC | 22.86
59325 | North Siler Farm, LLC | 59580 | North Siler Farm | Siler Business Drive | Siler City | NC | 27893 | Chatham | 35.7406 | -79.4747 | SERC | CPLE | Progress Energy Carolinas - EAST |  | 22 | NR | 2 | IPP Non-CHP |  | N |  | N |  | N |  | N | X |  | Duke Energy Progress - (NC) | 3046 | NC | 22.86
59326 | Stout Farm, LLC | 59581 | Stout Farm | 203 Redman Crossing Road | Mebane | NC | 27243 | Orange | 36.0792 | -79.1997 | SERC | DUK | Duke Energy Carolinas |  | 22 | NR | 2 | IPP Non-CHP |  | N |  | Y | 13-638-000 | N |  | N | X |  | Duke Energy Carolinas, LLC | 5416 | NC | 12.4
59328 | Tart Farm, LLC | 59583 | Tart Farm | 6903 Moses Road | Godwin | NC | 28344 | Cumberland | 35.2044 | -78.6811 | SERC | CPLE | Progress Energy Carolinas - EAST |  | 22 | NR | 2 | IPP Non-CHP |  | N |  | N |  | N |  | N | X |  | Duke Energy Progress - (NC) | 3046 | NC | 22.86
59329 | Wellons Farm, LLC | 59584 | Wellons Farm | 104 Yelverton Grove Road | Smithfield | NC | 27577 | Johnston | 35.5108 | -78.2914 | SERC | CPLE | Progress Energy Carolinas - EAST |  | 22 | NR | 2 | IPP Non-CHP |  | N |  | N |  | N |  | N | X |  | Duke Energy Progress - (NC) | 3046 | NC | 22.86
59330 | Wommack Farm, LLC | 59585 | Wommack Farm | 4001 Hwy 55 West | Kinston | NC | 28504 | Lenoir | 35.2097 | -77.6872 | SERC | CPLE | Progress Energy Carolinas - EAST |  | 22 | NR | 2 | IPP Non-CHP |  | N |  | Y | 14-177-000 | N |  | N | X |  | Duke Energy Progress - (NC) | 3046 | NC | 22.86
59331 | Woodland Church Farm, LLC | 59586 | Woodland Church Farm | 273 Woodland Church Road | Albertson | NC | 28508 | Duplin | 35.0583 | -77.8536 | SERC | CPLE | Progress Energy Carolinas - EAST |  | 22 | NR | 2 | IPP Non-CHP |  | N |  | Y | 14-429-000 | N |  | N | X |  | Duke Energy Progress - (NC) | 3046 | NC | 22.86
59332 | Yadkin 601 Farm, LLC | 59587 | Yadkin 601 Farm | 1731 N Oak Ridge Church Road | Yadkinville | NC | 27055 | Yadkin | 36.1992 | -80.6972 | SERC | DUK | Duke Energy Carolinas |  | 22 | NR | 2 | IPP Non-CHP |  | N |  | Y | 14-182-000 | N |  | N | X |  | Duke Energy Carolinas, LLC | 5416 | NC | 12.4
59333 | Pit 64 Farm, LLC | 59588 | Pit 64 | 99 Paynes Road | Pittsboro | NC | 27312 | Chatham | 35.7378 | -79.2983 | SERC | CPLE | Progress Energy Carolinas - EAST |  | 22 | NR | 2 | IPP Non-CHP |  | N |  | N |  | N |  | N | X |  | Duke Energy Progress - (NC) | 3046 | NC | 22.86
59334 | Rutherford Farm, LLC | 59589 | Rutherford Farm | 552 Ferry Road | Forest City | NC | 28043 | Rutherford | 35.2578 | -81.8306 | SERC | DUK | Duke Energy Carolinas |  | 22 | NR | 2 | IPP Non-CHP |  | N |  | Y | 13-453-000 | N |  | N | X |  | Duke Energy Carolinas, LLC | 5416 | NC | 12.4
59335 | Sandy Ridge Solar Farm, LLC | 59590 | Sandy Ridge Solar Farm | 1921 Rhodes Loop | Madison | NC | 27025 | Stokes | 36.4444 | -80.0978 | SERC | DUK | Duke Energy Carolinas |  | 22 | NR | 2 | IPP Non-CHP |  | N |  | N |  | N |  | N | X |  | Duke Energy Carolinas, LLC | 5416 | NC | 12.4
59336 | Schell Solar Farm, LLC | 59591 | Schell Solar Farm | 193 Hilltop Drive | Garysburg | NC | 27831 | Northampton | 36.4356 | -77.5664 | SERC | PJM | PJM Interconnection, LLC |  | 22 | NR | 2 | IPP Non-CHP |  | N |  | Y | 14-443-000 | N |  | N | X |  | Virginia Electric & Power Co | 19876 | NC
59337 | Sedberry Farm, LLC | 59592 | Sedberry Farm | 399 Airport Road | Carthage | NC | 28327 | Moore | 35.2439 | -79.3217 | SERC | CPLE | Progress Energy Carolinas - EAST |  | 22 | NR | 2 | IPP Non-CHP |  | N |  | N |  | N |  | N | X |  | Duke Energy Progress - (NC) | 3046 | NC | 22.86
59338 | Spring Valley Farm 2, LLC | 59593 | Spring Valley Farm 2, LLC | 3460 NC Hwy | Henderson | NC | 27536 | Vance | 36.3711 | -78.4153 | SERC | CPLE | Progress Energy Carolinas - EAST |  | 22 | NR | 2 | IPP Non-CHP |  | N |  | N |  | N |  | N | X |  | Duke Energy Progress - (NC) | 3046 | NC | 22.86
59339 | Spring Valley Farm, LLC | 59594 | Spring Valley Farm | 1064 Spring Valley Lake Rd | Henderson | NC | 27537 | Vance | 36.3631 | -78.3931 | SERC | CPLE | Progress Energy Carolinas - EAST |  | 22 | NR | 2 | IPP Non-CHP |  | N |  | N |  | N |  | N | X |  | Duke Energy Progress - (NC) | 3046 | NC | 22.86
59340 | Stikeleather Farm, LLC | 59595 | Stikeleather Farm | 4498 N Carolina 90 | Hiddenite | NC | 28144 | Alexander | 35.9022 | -81.1061 | SERC | DUK | Duke Energy Carolinas |  | 22 | NR | 2 | IPP Non-CHP |  | N |  | N |  | N |  | N | X |  | Duke Energy Carolinas, LLC | 5416 | NC | 12.4
59010 | Rhubarb One LLC | 59596 | Rhubarb One SC | Morning Court and Cabana Drive | Marion | SC | 29571 | Marion | 34.1511 | -79.41 | SERC | CPLE | Progress Energy Carolinas - EAST |  | 22 | NR | 2 | IPP Non-CHP |  | N |  | Y | 15-164-000, 15-164-001 | N |  | N | X |  | Duke Energy Progress - (NC) | 3046 | SC | 22.86
59345 | Colton Solar One, LLC | 59597 | Colton Solar One, LLC | 1435 West Walnut Street | San Bernardino | CA | 92418 | San Bernardino | 34.0933 | -117.3194 | WECC | CISO | California Independent System Operator |  | 22 | NR | 2 | IPP Non-CHP |  | N |  | N |  | N |  | N | X |  | City of Colton - (CA) | 4003 | CA | 12
59346 | Colton Solar Two, LLC | 59598 | Colton Solar Two, LLC | 2042 Miguel Bustamante Pkwy | Colton | CA | 92324 | San Bernardino | 34.0422 | -117.3617 | WECC | CISO | California Independent System Operator |  | 22 | NR | 2 | IPP Non-CHP | X | N |  | N |  | N |  | N | X |  | City of Colton - (CA) | 4003 | CA | 12
60184 | Tropico, LLC | 59599 | Tropico Solar PV Plant | 23219 Avenue 24 | Delano | CA | 93215 | Tulare | 35.8319 | -119.0561 | WECC | CISO | California Independent System Operator |  | 22 | NR | 2 | IPP Non-CHP |  | N |  | N |  | N |  | N | X |  | Southern California Edison Co | 17609 | CA
60185 | Nicolis, LLC | 59600 | Nicolis Solar PV Plant | 23219 Avenue 24 | Delano | CA | 93215 | Tulare | 35.8358 | -119.0561 | WECC | CISO | California Independent System Operator |  | 22 | NR | 2 | IPP Non-CHP |  | N |  | N |  | N |  | N | X |  | Southern California Edison Co | 17609 | CA
15477 | Public Service Elec & Gas Co | 59601 | L&D Landfill Solar | 2023 Route 38 | Mt. Holly | NJ | 8060 | Burlington | 39.9803 | -74.7703 | RFC | PJM | PJM Interconnection, LLC |  | 22 | RE | 1 | Electric Utility | X | N |  | N |  | N |  | N | X |  | Public Service Elec & Gas Co | 15477 | NJ | 26
59349 | Walters Solar (FLS 260) | 59603 | Walters Solar (FLS 260) | 6485 Wiregrass Road | Orrum | NC | 28369 | Robeson | 34.4969 | -79.0489 | SERC | CPLE | Progress Energy Carolinas - EAST |  | 22 | NR | 2 | IPP Non-CHP |  | N |  | Y | 14-652-000 | Y | 14-652-000 | N | X |  | Duke Energy Progress - (NC) | 3046 | NC | 22.86
59350 | Stagecoach Solar | 59604 | Stagecoach Solar | 1835 Stagecoach Road | Henderson | NC | 27537 | Vance | 36.4147 | -78.4597 | SERC | DUK | Duke Energy Carolinas |  | 22 | NR | 2 | IPP Non-CHP |  | N |  | Y | 14-628-000 | Y | 14-628-000 | N | X |  | Duke Energy Carolinas, LLC | 5416 | NC | 22.86
59351 | Vicksburg Solar | 59605 | Vicksburg Solar | 2131 Vicksboro Road | Henderson | NC | 27537 | Vance | 36.325 | -78.3431 | SERC | CPLE | Progress Energy Carolinas - EAST |  | 22 | NR | 2 | IPP Non-CHP |  | N |  | Y | 14-631-001 | Y | 14-631-001 | N | X |  | Duke Energy Progress - (NC) | 3046 | NC | 22.86
59352 | Soul City Solar | 59606 | Soul City Solar | 191 Crescent Drive | Norlina | NC | 27563 | Warren | 36.25 | -78.25 | SERC | CPLE | Progress Energy Carolinas - EAST |  | 22 | NR | 2 | IPP Non-CHP |  | N |  | Y | 14-630-000 | Y | 14-630-000 | N | X |  | Duke Energy Progress - (NC) | 3046 | NC | 22.86
58468 | Dominion Renewable Energy | 59607 | Maricopa West Solar | 23321 South Lake Road | Taft | CA | 93268 | Kern | 35.1153 | -119.3178 | WECC | CISO | California Independent System Operator |  | 22 | NR | 2 | IPP Non-CHP |  | N |  | Y | 15-1072-002 | N |  | N | X |  | Pacific Gas & Electric Co | 14328 | CA | 70
59342 | Maricopa West Solar PV 2, LLC | 59608 | Maricopa West Solar 2 | 23321 South Lake Road | Taft | CA | 93268 | Kern | 35.1214 | -119.325 | WECC | CISO | California Independent System Operator |  | 22 | NR | 2 | IPP Non-CHP |  | N |  | N |  | N |  | N | X |  | Pacific Gas & Electric Co | 14328 | CA | 70
59343 | Maricopa East Solar PV, LLC | 59609 | Maricopa East Solar | 23321 South Lake Road | Taft | CA | 93268 | Kern | 35.1014 | -119.0686 | WECC | CISO | California Independent System Operator |  | 22 | NR | 2 | IPP Non-CHP |  | N |  | N |  | N |  | N | X |  | Pacific Gas & Electric Co | 14328 | CA | 12
59353 | AP North Lake I, LP | 59610 | AP North Lake I, LP | 3601 W. Acacia Avenue | Hemet | CA | 92545 | Riverside | 33.74 | -117.0106 | WECC | CISO | California Independent System Operator |  | 22 | NR | 2 | IPP Non-CHP |  | N |  | N |  | N |  | N | X |  | Southern California Edison Co | 17609 | CA | 33
59354 | LKL BLBD, LLC | 59611 | LKL BLBD, LLC | TBD | Lakeland | FL | 33801 | Polk | 28.0664 | -82.0175 | FRCC | FMPP | Florida Municipal Power Pool |  | 22 | NR | 2 | IPP Non-CHP |  | N |  | N |  | N |  | N | X |  | City of Lakeland - (FL) | 10623 | FL | 12.47
59355 | LKL Kingfisher, LLC | 59612 | LKL Kingfisher, LLC | TBD | Lakeland | FL | 33801 | Polk | 28.0436 | -81.8986 | FRCC | FMPP | Florida Municipal Power Pool |  | 22 | NR | 2 | IPP Non-CHP |  | N |  | N |  | N |  | N | X |  | City of Lakeland - (FL) | 10623 | FL | 12.47
59356 | SSA Solar of NY LLC | 59613 | Town of Williamson Landfill PV | 6742 Pound Road | Williamson | NY | 14589 | Wayne | 43.2444 | -77.1747 | NPCC | NYIS | New York Independent System Operator |  | 562212 | NR | 4 | Commercial Non-CHP | N | N |  | N |  | N |  | N | X |  | Rochester Gas & Electric Corp | 16183 | NY | 12
40229 | Old Dominion Electric Coop | 59614 | Monterey Diesel Generation Facility | 400 Mountain Turnpike | Monterey | VA | 24465 | Highland | 38.4214 | -79.5914 | SERC | PJM | PJM Interconnection, LLC |  | 22 | RE | 1 | Electric Utility |  | N |  | N |  | N |  | N | X |  | Shenandoah Valley Elec Coop | 17066 | VA | 12.47
59357 | Navasota Energy Generation Holdings | 59615 | Clear Springs Energy Center | TBD | New Braunfels | TX | 78130 | Guadalupe | 29.6506 | -98.0122 | TRE | ERCO | Electric Reliability Council of Texas, Inc. |  | 22 | NR | 2 | IPP Non-CHP |  | N |  | N |  | N |  | N | X |  | Lower Colorado River Authority | 11269 |  | 345 |  |  | Energy Transfer Company-Prairie Lea to New Braunfels
59357 | Navasota Energy Generation Holdings | 59616 | Union Valley Energy Center | TBD | Pandora | TX | 78140 | Wilson | 29.2964 | -97.8325 | TRE | ERCO | Electric Reliability Council of Texas, Inc. |  | 22 | NR | 2 | IPP Non-CHP |  | N |  | N |  | N |  | N | X |  | Lower Colorado River Authority | 11269 |  | 345 |  |  | Houston Pipe Line Company-South Texas Line, DCP Guadalupe Pipeline ? Duke Energy Guadalupe
59357 | Navasota Energy Generation Holdings | 59617 | Van Alstyne Energy Center | TBD | Van Alstyne | TX | 75495 | Grayson | 33.4161 | -96.5403 | TRE | ERCO | Electric Reliability Council of Texas, Inc. |  | 22 | NR | 2 | IPP Non-CHP |  | N |  | N |  | N |  | N | X |  | Oncor Electric Delivery Company LLC | 44372 | TX | 345 |  |  | Energy Transfer Company-Eagle Mountain to Paris, Crosstex North Texas Pipeline-NTPL
59300 | PNM Resources | 59618 | Meadow Lake Solar Energy Center | 100 Energy Drive | Los Lunas | NM | 87031 | Valencia | 34.81 | -106.52 | WECC | PNM | Public Service Company of New Mexico |  | 22 | RE | 1 | Electric Utility |  | N |  | N |  | N |  | N | X |  | Public Service Co of NM | 15473 | NM | 12.47
59300 | PNM Resources | 59619 | Cibola | 1218 Marquez | Seboyeta | NM | 87014 | Cibola | 35.2011 | -107.2452 | WECC | PNM | Public Service Company of New Mexico |  | 22 | RE | 1 | Electric Utility |  | N |  | N |  | N |  | N | X |  | Public Service Co of NM | 15473 | NM | 12.47
59358 | REUT Origination, LLC | 59620 | South Milford Solar Plant | 5300 S & 1600 W | Milford | UT | 84751 | Beaver | 38.3111 | -113.0536 | WECC | PACE | PacifiCorp - East |  | 22 | NR | 2 | IPP Non-CHP |  | N |  | Y | 15-325-000 | N |  | N | X |  | PacifiCorp | 14354 | UT | 12.47
59871 | TX Jumbo Road Wind, LLC | 59621 | TX Jumbo Road Wind | 1600 County Road 603 | Hereford | TX | 79045 | Deaf Smith | 34.72 | -102.2533 | TRE | ERCO | Electric Reliability Council of Texas, Inc. |  | 22 | NR | 2 | IPP Non-CHP |  | N |  | N |  | N |  | N | X |  | Sharyland Utilities LP | 17008 | TX | 345
57365 | Consolidated Edison Solutions Inc | 59622 | Future Generation Wind | 602 Head of the Bay Road | Plymouth | MA | 2532 | Plymouth | 41.7744 | -70.6158 | NPCC | ISNE | ISO New England Inc. |  | 22 | NR | 2 | IPP Non-CHP |  | N |  | N |  | N |  | N | X |  | NSTAR Electric Company | 54913 | MA | 22.8
59360 | Clarkson Solar LLC | 59623 | Clarkson Solar | 309 NY Routh 11b | Potsdam | NY | 13676 | St Lawrence | 44.6719 | -74.9494 | NPCC | NYIS | New York Independent System Operator |  | 22 | NR | 2 | IPP Non-CHP |  | N |  | Y | 15-298-000 | N |  | N | X |  | Niagara Mohawk Power Corp. | 13573 | NY | 13.2
58871 | Citizens Enterprises Corporation | 59624 | Twiss Street Solar | 37 Twiss Street | Westfield | MA | 1085 | Hampden | 42.1483 | -72.7481 | NPCC | ISNE | ISO New England Inc. |  | 22 | NR | 2 | IPP Non-CHP | N | N |  | Y | 15-143-000 | Y | 15-143-000 | N | X |  | City of Westfield - (MA) | 20481 | MA | 23
58871 | Citizens Enterprises Corporation | 59625 | Chicopee River Solar | 0 Robbins Circle | Springfield | MA | 1020 | Hampden | 42.1503 | -72.5522 | NPCC | ISNE | ISO New England Inc. |  | 22 | NR | 2 | IPP Non-CHP | N | N |  | Y | 15-144-000 | Y | 15-144-000 | N | X |  | City of Chicopee - (MA) | 3477 | MA | 13.8
58871 | Citizens Enterprises Corporation | 59626 | Chicopee Granby Road Solar | 431 Granby Road | Chicopee | MA | 1013 | Hampden | 42.1581 | -72.5958 | NPCC | ISNE | ISO New England Inc. |  | 22 | NR | 2 | IPP Non-CHP | N | N |  | Y | 15-145-000 | Y | 15-145-000 | N | X |  | City of Chicopee - (MA) | 3477 | MA | 13.8
56990 | NJR Clean Energy Ventures Corporation | 59627 | Harmony | 166 Brainards Road | Phillipsburg | NJ | 8865 | Warren | 40.7597 | -75.1569 | RFC | PJM | PJM Interconnection, LLC |  | 22 | NR | 2 | IPP Non-CHP |  | N |  | N |  | N |  | N | X |  | Jersey Central Power & Lt Co | 9726 | NJ | 12.47
56990 | NJR Clean Energy Ventures Corporation | 59628 | Hanover | 410 Monmouth Road | Wrightstown | NJ | 8562 | Burlington | 40.0653 | -74.5906 | RFC | PJM | PJM Interconnection, LLC |  | 22 | NR | 2 | IPP Non-CHP |  | N |  | N |  | N |  | N | X |  | Jersey Central Power & Lt Co | 9726 | NJ | 12.47
59362 | Jericho Rise Wind Farm LLC | 59629 | Jericho Rise Wind Farm LLC | TBD | Chateaugay | NY | 12920 | Franklin | 44.8889 | -74.1033 | NPCC | NYIS | New York Independent System Operator |  | 22 | NR | 2 | IPP Non-CHP |  | N |  | N |  | Y | pending |  | X |  | New York Power Authority | 15296 |  | 115
57411 | KDC Solar O&M LLC | 59630 | CentraState Medical Center PV Facility | 127 Gravel Hill Road | Freehold | NJ | 7728 | Monmouth | 40.2361 | -74.3214 | RFC | PJM | PJM Interconnection, LLC |  | 441 | NR | 4 | Commercial Non-CHP | Y | N |  | Y | 14-501-000 | N |  | N | X |  | Jersey Central Power & Lt Co | 9726 | NJ | 35
57411 | KDC Solar O&M LLC | 59631 | Imclone Solar Electric Facility | 33 Imclone Drive | Branchburg | NJ | 8876 | Somerset | 40.555 | -74.7094 | RFC | PJM | PJM Interconnection, LLC |  | 441 | NR | 4 | Commercial Non-CHP | Y | N |  | Y | 14-362-000 | N |  | N | X |  | Jersey Central Power & Lt Co | 9726 | NJ | 35
58519 | Clean Energy Collective LLC | 59632 | Midwest Energy Community Solar Array | 410 East Veterans Memorial Dri | Colby | KS | 67701 | Thomas | 39.4069 | -101.0394 | SPP | SWPP | Southwest Power Pool |  | 22 | NR | 2 | IPP Non-CHP | X | N |  | N |  | N |  | N | X |  | Midwest Energy Inc | 12524 | KS | 13.2
59381 | EE Kettleman California LLC | 59633 | Kettleman Solar -Centaurus | 28990 Highway 41 (SR-41) | Kettleman City | CA | 93239 | Kings | 36.0508 | -119.9475 | WECC | CISO | California Independent System Operator |  | 22 | NR | 2 | IPP Non-CHP |  | N |  | N |  | N |  | N | X |  | Pacific Gas & Electric Co | 14328 | CA | 70
58661 | Sustainable Power Group, LLC | 59634 | Sandstone Solar | West Hunt Highway | Florence | AZ | 85132 | Pinal | 33.0356 | -111.4303 | WECC | SRP | Salt River Project |  | 22 | NR | 2 | IPP Non-CHP |  | N |  | N |  | Y | pending | N | X |  | Salt River Project | 16572 | AZ | 115
40211 | Wabash Valley Power Assn, Inc | 59635 | Clinton LFGTE | 9560 Heritage Road | Clinton | IL | 61727 | Dewitt | 40.1208 | -88.9611 | SERC | MISO | Midcontinent Independent Transmission System Operator, Inc.. |  | 22 | RE | 1 | Electric Utility |  | N |  | N |  | N |  | N | X |  | Ameren Illinois Company | 56697 | IL | 34.5
59388 | Charlton Solar I, LLC | 59636 | Charlton Solar I | 19 Carpenter Hill Road | Charlton | MA | 1507 | Worcester | 42.1275 | -71.9964 | NPCC | ISNE | ISO New England Inc. |  | 22 | NR | 2 | IPP Non-CHP | Y | N |  | N |  | N |  | N |  |  | National Grid Generation, LLC | 26751 |  | 13.2
12341 | MidAmerican Energy Co | 59637 | Adams Wind | 301 W Dallas St | Corning | IA | 50851 | Adams | 40.92 | -94.6717 | MRO | MISO | Midcontinent Independent Transmission System Operator, Inc.. |  | 22 | RE | 1 | Electric Utility | X | N |  | N |  | N |  | N |  |  | MidAmerican Energy Co | 12341 | IA | 161
59393 | Coronal Lost Hills, LLC | 59638 | Coronal Lost Hills | 16383 Twisselman Road | Lost Hills | CA | 93249 | Kern | 35.7267 | -119.9058 | WECC | CISO | California Independent System Operator |  | 22 | NR | 2 | IPP Non-CHP | X | N |  | Y | 15-197-000 | N |  | N |  |  | Pacific Gas & Electric Co | 14328 | CA | 12.47
59395 | Philips Lightolier | 59639 | Lightolier Wind I Turbine | 631 Airport Road | Fall River | MA | 2702 | Bristol | 41.7456 | -71.1172 | NPCC | ISNE | ISO New England Inc. |  | 335 | NR | 6 | Industrial Non-CHP | Y | N |  | N |  | N |  |  |  |  | NSTAR Electric Company | 54913 | MA | 13.8
59401 | Jamesville Solar LLC | 59640 | Jamesville Solar | US Highway 64 | Jamesville | NC | 27846 | Martin | 35.8103 | -76.8789 | SERC | PJM | PJM Interconnection, LLC |  | 22 | NR | 2 | IPP Non-CHP | X | N |  | Y | 14-144-000 | N |  | N |  |  | Virginia Electric & Power Co | 19876 | VA | 34.5
59402 | Garysburg Solar LLC | 59641 | Garysburg Solar | 7367 NC Highway 46 | Garysburg | NC | 27831 | Northampton | 36.468 | -77.592 | SERC | PJM | PJM Interconnection, LLC |  | 22 | NR | 2 | IPP Non-CHP | X | N |  | Y | 13-685-000 | N |  | N |  |  | Virginia Electric & Power Co | 19876 | NC | 34.5
59403 | Gaston Solar LLC | 59642 | Gaston Solar | 374 Gus Smith Road | Gaston | NC | 27832 | Northampton | 36.5147 | -77.6561 | SERC | PJM | PJM Interconnection, LLC |  | 22 | NR | 2 | IPP Non-CHP | X | N |  | Y | 14-45-000 | N |  | N |  |  | Virginia Electric & Power Co | 19876 | NC | 34.5
59404 | Seaboard Solar LLC | 59643 | Seaboard Solar LLC | NC Highway 186 | Seaboard | NC | 27876 | Northampton | 36.4769 | -77.4678 | SERC | PJM | PJM Interconnection, LLC |  | 22 | NR | 2 | IPP Non-CHP | X | N |  | Y | 14-73-000 | N |  | N |  |  | Virginia Electric & Power Co | 19876 | NC | 34.5
59405 | Weldon Solar LLC | 59644 | Weldon Solar | Chantilly Road | Weldon | NC | 27890 | Halifax | 36.4022 | -77.6067 | SERC | PJM | PJM Interconnection, LLC |  | 22 | NR | 2 | IPP Non-CHP | X | N |  | Y | 14-215-000 | N |  | N |  |  | Virginia Electric & Power Co | 19876 | VA | 12.47
59406 | Mt. Olive Solar 1 | 59645 | Mt Olive Solar 1 | 545 Lees Country Club Road | Mt. Olive | NC | 28365 | Wayne | 35.1811 | -78.0969 | SERC | CPLE | Progress Energy Carolinas - EAST |  | 22 | NR | 2 | IPP Non-CHP | X | N |  | Y | 14-702-000 | Y | 14-702-000 | N |  |  | Duke Energy Progress - (NC) | 3046 | NC | 22.86
59407 | FLS Solar 230 (Warren) | 59646 | FLS Solar 230 (Warren) | 2781 N NC 11 and 903 Highway | Albertson | NC | 28508 | Duplin | 35.0161 | -77.8219 | SERC | CPLE | Progress Energy Carolinas - EAST |  | 22 | NR | 2 | IPP Non-CHP | X | N |  | Y | 13-563-000 | Y | 13-563-000 | N |  |  | Duke Energy Progress - (NC) | 3046 | NC | 22.86
18125 | Stillwater Utilities Authority | 59647 | Stillwater Energy Center | 2000 E. Airport Road | Stillwater | OK | 74074 | Payne | 36.1619 | -97.0369 | SPP | SWPP | Southwest Power Pool | municipality | 22 | RE | 1 | Electric Utility |  | N |  | N |  | N |  | N |  |  | Stillwater Utilities Authority | 18125 | OK | 69 |  |  | Oklahoma Natural Gas
59412 | Tarboro Solar LLC | 59648 | Tarboro Solar | 2677 US 64 Alt. Est. | Tarboro | NC | 27886 | Edgecombe | 35.8581 | -77.4992 | SERC | PJM | PJM Interconnection, LLC |  | 22 | NR | 2 | IPP Non-CHP | X | N |  | Y | 13-624-000 | N |  | N |  |  | Virginia Electric & Power Co | 19876 | NC | 12.47
59414 | Nelson Gardens Energy, LLC | 59649 | Nelson Gardens Landfill Gas to Energy | 8963 Nelson Road, Building #5 | San Antonio | TX | 78252 | Bexar | 29.33 | -98.66 | TRE | ERCO | Electric Reliability Council of Texas, Inc. |  | 22 | NR | 2 | IPP Non-CHP |  | N |  | N |  | N |  | N |  |  | City of San Antonio - (TX) | 16604 | TX | 13.2
59370 | ENERGYneering Solutions, Inc | 59650 | CII Methane Management III LFG Plant | 5700 Lexington Highway | Winterville | GA | 30605 | Clarke | 33.9256 | -83.2639 | SERC | SOCO | Southern Company Services, Inc. - Trans | Municipalty | 22 | NR | 2 | IPP Non-CHP |  | N |  | Y | Pending | N |  | N | X |  | Georgia Transmission Corp | 7197 | GA | 12.47
11208 | Los Angeles Department of Water & Power | 59651 | Forever 21 Retail, Inc. | 3880 North Mission Road | Los Angeles | CA | 90031 | Los Angeles | 34.0714 | -118.1961 | WECC | LDWP | Los Angeles Department of Water and Power |  | 22 | NR | 2 | IPP Non-CHP | X | N |  | N |  | N |  | N |  |  | Los Angeles Department of Water & Power | 11208 | CA | 34.5
11208 | Los Angeles Department of Water & Power | 59652 | Nordhoff Place | 19801 West Nordhoff Place | Chatsworth | CA | 91311 | Los Angeles | 34.2367 | -118.5658 | WECC | LDWP | Los Angeles Department of Water and Power |  | 22 | NR | 2 | IPP Non-CHP | X | N |  | N |  | N |  | N |  |  | Los Angeles Department of Water & Power | 11208 | CA | 34.5
59424 | SSA Solar of NM 4, LLC | 59653 | City of Truth or Consequences PV | 3300 Cook Street | Truth or Consequences | NM | 88030 | Sierra | 33.1211 | -107.2878 | WECC | PNM | Public Service Company of New Mexico |  | 22 | NR | 2 | IPP Non-CHP |  | N |  | N |  | N |  | N |  |  | Tri-County Electric Coop, Inc | 19160 | NM | 12
59428 | Sendero Wind Energy, LLC | 59654 | Sendero Wind Energy | 565 FM 649 | Hebbronville | TX | 78361 | Jim Hogg | 27.18 | -98.9167 | TRE | ERCO | Electric Reliability Council of Texas, Inc. |  | 22 | NR | 2 | IPP Non-CHP | X | N |  | N |  | N |  |  |  |  | AEP Texas Central Company | 3278 | TX | 138
56769 | Consolidated Edison Development Inc. | 59655 | Campbell County Wind Farm | 29709 113th Street | Pollock | SD | 57648 | Campbell | 45.7533 | -100.275 | MRO | SWPP | Southwest Power Pool |  | 22 | NR | 2 | IPP Non-CHP | X | N |  | N |  | N |  |  |  |  | WAPA-- Western Area Power Administration | 27000 | SD | 230
59429 | Comanche LLC | 59656 | Comanche Solar | St. Charles Rd & Lime Rd | Pueblo | CO | 81006 | Pueblo | 38.2053 | -104.5667 | WECC | PSCO | Public Service Company of Colorado |  | 22 | NR | 2 | IPP Non-CHP | X | N |  | N |  | N |  | N |  |  | Public Service Co of Colorado | 15466 | CO | 230
58468 | Dominion Renewable Energy | 59657 | Imperial Valley Solar Co (IVSC) 2 | 8201 Cuff Road | Niland | CA | 92257 | Imperial | 33.2522 | -115.4975 | WECC | IID | Imperial Irrigation District |  | 22 | NR | 2 | IPP Non-CHP | X | N |  | Y | 14-699-002 | N |  | N |  |  | Imperial Irrigation District | 9216 | CA | 92
17164 | Sierra Pacific Industries Inc | 59658 | SPI Anderson 2 | 19758 Riverside Ave | Anderson | CA | 96007 | Shasta | 40.4723 | -122.3242 | WECC | CISO | California Independent System Operator | wells | 321 | NR | 7 | Industrial CHP |  | Y | 15-373-000 | N |  | N |  | N |  |  | Pacific Gas & Electric Co | 14328 | CA | 115 |  |  | Anderson Distribution Gas System
59432 | Clear Creek Power | 59659 | Highland Park Project | TBD | Georgetown | CO | 80441 | Clear Creek | 39.7353 | -105.6486 | WECC | PSCO | Public Service Company of Colorado |  | 22 | NR | 2 | IPP Non-CHP | X | N |  | N |  | N |  | N |  |  | Public Service Co of Colorado | 15466 | CO | 330 | 115
20135 | City of Washington - (UT) | 59660 | Washington City Electric Generation | 4250 East Telegraph Street | Washington | UT | 84780 | Washington | 37.155 | -113.4392 | WECC | PACE | PacifiCorp - East |  | 22 | RE | 1 | Electric Utility |  | N |  | N |  | N |  | N |  |  | City of Washington - (UT) | 20135 | UT | 69 | 12.47 | 7.2 | Questar Gas Co
17609 | Southern California Edison Co | 59661 | Tehachapi Energy Storage Project |  | Tehachapi | CA | 93561 | Kern | 35.1233 | -118.38 | WECC | CISO | California Independent System Operator |  | 22 | RE | 1 | Electric Utility |  | N |  | N |  | N |  |  |  |  | Southern California Edison Co | 17609 | CA | 66
59434 | Mattawoman Energy, LLC | 59662 | Mattawoman Energy Center | 14175 Brandywine Road | Brandywine | MD | 20513 | Prince Georges | 38.6925 | -76.8422 | RFC | PJM | PJM Interconnection, LLC | Piscataway Wastewater Plant | 22 | NR | 2 | IPP Non-CHP |  | N |  | N |  | N |  | N |  |  | Potomac Electric Power Co | 15270 | MD | 230 |  |  | Dominion Cove Point
59462 | Heelstone Energy Holdings, LLC | 59663 | Cornwall Solar Center, LLC | 6595 Land Fill Road | Oxford | NC | 27565 | Granville | 36.3669 | -78.6261 | SERC | CPLE | Progress Energy Carolinas - EAST |  | 22 | NR | 2 | IPP Non-CHP | X | N |  | Y | 13-160-000 | N |  | N |  |  | Duke Energy Progress - (NC) | 3046 | NC | 23
20392 | City of West Plains - (MO) | 59664 | City of West Plains Power Station | 1710 Old Airport Road | West Plains | MO | 65775 | Howell | 36.7486 | -91.8686 | SPP | SWPP | Southwest Power Pool |  | 22 | RE | 1 | Electric Utility |  | N |  | N |  | N |  | N |  |  | Sho-Me Power Electric Coop | 17106 |  | 69 |  |  | Summit Natural Gas - (Summit Utility)
59435 | Innovative Solar 37, LLC | 59665 | Innovative Solar 37 | 2760 Old Sneedsboro Rd | Morven | NC | 28119 | Anson | 34.8383 | -79.9439 | SERC | DUK | Duke Energy Carolinas |  | 22 | NR | 2 | IPP Non-CHP | X | N |  | Y | 14-135-001 | Y | QF-14-137-001 | N | X |  | Duke Energy Carolinas, LLC | 5416 | NC | 115
59436 | Innovative Solar 47, LLC | 59666 | Innovative Solar 47 | 2600 McGirt Road | Maxton | NC | 28364 | Robeson | 34.8019 | -79.3324 | SERC | DUK | Duke Energy Carolinas |  | 22 | NR | 2 | IPP Non-CHP | X | N |  | Y | 14-378-000 | N |  | N |  |  | Duke Energy Carolinas, LLC | 5416 | NC | 115
59437 | Innovative Solar 48, LLC | 59667 | Innovative Solar 48 | 22400 Andrew Jackson Hwy | Maxton | NC | 28364 | Robeson | 34.7116 | -79.3024 | SERC | DUK | Duke Energy Carolinas |  | 22 | NR | 2 | IPP Non-CHP | X | N |  | Y | 14-537-000 | Y | QF14-537-002 | N |  |  | Duke Energy Carolinas, LLC | 5416 | NC | 22.86
59438 | Innovative Solar 53, LLC | 59668 | Innovative Solar 53 | Edinburgh Rd and Campbell Rd | Red Springs | NC | 28377 | Hoke | 34.9051 | -79.3035 | SERC | DUK | Duke Energy Carolinas |  | 22 | NR | 2 | IPP Non-CHP | X | N |  | Y | 14-533-000 | N |  | N |  |  | Duke Energy Carolinas, LLC | 5416 | NC | 230
59439 | Innovative Solar 54, LLC | 59669 | Innovative Solar 54 | 4778 NC Hwy 55 | Kingston | NC | 28504 | Lenoir | 35.2137 | -77.7124 | SERC | DUK | Duke Energy Carolinas |  | 22 | NR | 2 | IPP Non-CHP | X | N |  | Y | 14-532-000 | N |  | N |  |  | Duke Energy Carolinas, LLC | 5416 | NC | 230
59462 | Heelstone Energy Holdings, LLC | 59670 | Innovative Solar 23 | 350 Stony Point Road | Kings Mountain | NC | 28086 | Cleveland | 35.2598 | -81.419 | SERC | DUK | Duke Energy Carolinas |  | 22 | NR | 2 | IPP Non-CHP | X | N |  | Y | 13-449-000 | N |  | N |  |  | Duke Energy Carolinas, LLC | 5416 | NC | 12.47
59441 | Innovative Solar 46, LLC | 59671 | Innovative Solar 46 | 5556 Braxton Road | Hope Mills | NC | 28348 | Cumberland | 34.9182 | -78.9436 | SERC | DUK | Duke Energy Carolinas |  | 22 | NR | 2 | IPP Non-CHP | X | N |  | Y | 14-377-000 | N |  | N |  |  | Duke Energy Carolinas, LLC | 5416 | NC | 115
59442 | Innovative Solar 33, LLC | 59672 | Innovative Solar 33 | 2704 McCraw Road | Mooresboro | NC | 28114 | Cleveland | 35.1933 | -81.7294 | SERC | DUK | Duke Energy Carolinas |  | 22 | NR | 2 | IPP Non-CHP | X | N |  | Y | 14-11-001 | N |  | N |  |  | Duke Energy Carolinas, LLC | 5416 | NC | 100
59444 | Innovative Solar 38, LLC | 59674 | Innovative Solar 38 | 500 Red Hill Rd | Mt Olive | NC | 28365 | Duplin | 35.075 | -77.9261 | SERC | DUK | Duke Energy Carolinas |  | 22 | NR | 2 | IPP Non-CHP | X | N |  | Y | 14-134-001 | N |  | N |  |  | Duke Energy Carolinas, LLC | 5416 | NC | 115
59445 | Innovative Solar 44, LLC | 59675 | Innovative Solar 44 | 10 Junkyard Lane | Shannon | NC | 28364 | Robeson | 34.859 | -79.108 | SERC | DUK | Duke Energy Carolinas |  | 22 | NR | 2 | IPP Non-CHP | X | N |  | Y | 14-536-000 | N |  | N |  |  | Duke Energy Carolinas, LLC | 5416 | NC | 22.86
59446 | Innovative Solar 55, LLC | 59676 | Innovative Solar 55 | 401 Saint Anna Rd | Pembroke | NC | 28364 | Robeson | 34.695 | -79.216 | SERC | DUK | Duke Energy Carolinas |  | 22 | NR | 2 | IPP Non-CHP | X | N |  | Y | 14-544-000 | N |  | N |  |  | Duke Energy Carolinas, LLC | 5416 | NC | 22.86
59447 | Innovative Solar 64, LLC | 59677 | Innovative Solar 64 | 2800 Hobbton Hwy | Clinton | NC | 28328 | Sampson | 35.041 | -78.3297 | SERC | DUK | Duke Energy Carolinas |  | 22 | NR | 2 | IPP Non-CHP | X | N |  | Y | 14-543-000 | Y | QF14-543-000 | N |  |  | Duke Energy Carolinas, LLC | 5416 | NC | 22.86
59448 | Innovative Solar 67, LLC | 59678 | Innovative Solar 67 | 1001 Shiloh Road | Willard | NC | 28364 | Pender | 34.6233 | -78.0054 | SERC | DUK | Duke Energy Carolinas |  | 22 | NR | 2 | IPP Non-CHP | X | N |  | Y | 14-534-000 | N |  | N |  |  | Duke Energy Carolinas, LLC | 5416 | NC | 230
59449 | Innovative Solar 68, LLC | 59679 | Innovative Solar 68 | 15443 53 Hwy West | White Oak | NC | 28399 | Cumberland | 34.8507 | -78.7792 | SERC | DUK | Duke Energy Carolinas |  | 22 | NR | 2 | IPP Non-CHP | X | N |  | Y | 14-535-000 | N |  | N |  |  | Duke Energy Carolinas, LLC | 5416 | NC | 230
59450 | Innovative Solar 71, LLC | 59680 | Innovative Solar 71 | 1061 Swamp Fox Hwy E. | Tabor City | NC | 28463 | Columbus | 34.1323 | -78.8545 | SERC | DUK | Duke Energy Carolinas |  | 22 | NR | 2 | IPP Non-CHP | X | N |  | Y | 14-649-000 | N |  | N |  |  | Duke Energy Carolinas, LLC | 5416 | NC | 22.86
59451 | Innovative Solar 72, LLC | 59681 | Innovative Solar 72 | 200 Barnhill Lane | Tabor City | NC | 28463 | Columbus | 34.1911 | -78.8723 | SERC | DUK | Duke Energy Carolinas |  | 22 | NR | 2 | IPP Non-CHP | X | N |  | Y | 14-378-000 | N |  | N |  |  | Duke Energy Carolinas, LLC | 5416 | NC | 230
59453 | NextSun Energy, LLC | 59682 | Main Street Solar Project | 258 North Main Street | Rutland | VT | 5701 | Rutland | 43.6264 | -72.9756 | NPCC | ISNE | ISO New England Inc. |  | 22 | NR | 2 | IPP Non-CHP | X | N |  | N |  | N |  | N | X |  | Green Mountain Power Corp | 7601 | VT | 13.8
59994 | General Motors-Lordstown | 59683 | GM Lordstown Assembly Solar Array | 2300 Hallock Young Road | Warren | OH | 44481 | Trumbull | 41.148 | -80.8838 | RFC | PJM | PJM Interconnection, LLC |  | 336 | NR | 6 | Industrial Non-CHP | N | N |  | N |  | N |  | N | X |  | Ohio Edison Co | 13998 | OH | 4.17
59380 | Enel Green Power NA, Inc. | 59684 | Lindahl Wind Project, LLC | TBD | TBD | ND |  | Williams |  |  | MRO | SWPP | Southwest Power Pool |  | 22 | NR | 2 | IPP Non-CHP | X | N |  | N |  | N |  | N |  |  | Burke-Divide Electric Coop Inc | 2394 | ND | 115
19876 | Virginia Electric & Power Co | 59685 | Remington Solar Facility | 11870 Lucky Hill Road | Remington | VA | 22734 | Fauquier | 38.5483 | -77.7764 | SERC | PJM | PJM Interconnection, LLC |  | 22 | RE | 1 | Electric Utility | X | N |  | N |  | N |  | N |  |  | Virginia Electric & Power Co | 19876 | VA | 34.5
59458 | Landfill Energy Systems Florida | 59686 | Sarasota County LFGTE Facility | 4034 Knights Trail Road | Nokomis | FL | 34275 | Sarasota | 27.203 | -82.387 | FRCC | FPL | Florida Power & Light Company | well | 22 | NR | 2 | IPP Non-CHP |  | N |  | Y | 14-827-000 | N |  | N |  |  | Florida Power & Light Co | 6452 | FL | 13
59457 | Sun Harvest Solar, LLC | 59687 | Sun Harvest Solar NDP1 | 15968 San Juan Road | Dos Palos | CA | 93620 | Merced | 37.0576 | -120.6536 | WECC | CISO | California Independent System Operator |  | 22 | NR | 2 | IPP Non-CHP | X | N |  | N |  | N |  |  |  |  | Pacific Gas & Electric Co | 14328 | CA | 12
59452 | Ingenco Renewable Development, LLC | 59688 | Wake County LFG Facility | 6512 Old Smithfield Road | Apex | NC | 27502 | Wake | 35.674 | -78.854 | SERC | CPLE | Progress Energy Carolinas - EAST | municipality | 22 | NR | 2 | IPP Non-CHP |  | N |  | N |  | N |  | N |  |  | Duke Energy Progress - (NC) | 3046 | NC | 25
58695 | Coronal Development Services | 59689 | Gulf Coast Solar Center I | W College Blvd | Valparaiso | FL | 32580 | Okaloosa | 30.5154 | -86.5184 | SERC | SOCO | Southern Company Services, Inc. - Trans |  | 22 | NR | 2 | IPP Non-CHP | X | N |  | N |  | N |  | N |  |  | Gulf Power Co | 7801 | FL | 115
58695 | Coronal Development Services | 59690 | Gulf Coast Solar Center II | E Bay Blvd | Navarre | FL | 32566 | Santa Rosa | 30.4308 | -86.8952 | SERC | SOCO | Southern Company Services, Inc. - Trans |  | 22 | NR | 2 | IPP Non-CHP | X | N |  | N |  | N |  | N |  |  | Gulf Power Co | 7801 | FL | 115
58695 | Coronal Development Services | 59691 | Gulf Coast Solar Center III | E Fence Road | Bellview | FL | 32526 | Escambia | 30.4704 | -87.3352 | SERC | SOCO | Southern Company Services, Inc. - Trans |  | 22 | NR | 2 | IPP Non-CHP | X | N |  | N |  | N |  | N |  |  | Gulf Power Co | 7801 | FL | 230
59463 | Narragansett Bay Commission | 59692 | NBC Field's Point Wind Farm | 2 Ernest Street | Providence | RI | 2905 | Providence | 41.7941 | -71.3892 | NPCC | ISNE | ISO New England Inc. |  | 22132 | NR | 4 | Commercial Non-CHP | X | N |  | N |  | N |  | N |  |  | The Narragansett Electric Co | 13214 | RI | 12.47
19876 | Virginia Electric & Power Co | 59693 | VA Offshore Wind Project (VOWTAP) | 24 miles offshore | Virginia Beach | VA |  | Virginia Beach City | 36.8916 | -75.4916 | SERC | PJM | PJM Interconnection, LLC |  | 22 | RE | 1 | Electric Utility | X | N |  | N |  | N |  | N |  |  | Virginia Electric & Power Co | 19876 | VA | 34.5
59462 | Heelstone Energy Holdings, LLC | 59694 | Aspen Solar, LLC | 4436 South U.S. 117 | Rose Hill | NC | 28458 | Duplin | 34.7912 | -78.0121 | SERC | DUK | Duke Energy Carolinas |  | 22 | NR | 2 | IPP Non-CHP | X | N |  | Y | 14-371-000 | N |  | N |  |  | Duke Energy Carolinas, LLC | 5416 | NC | 23
59469 | Mt. Home Solar 1, LLC | 59695 | Mountain Home Solar | 8610 Airbase Road | Pocatello | ID | 83647 | Elmore | 43.129 | -115.752 | WECC | IPCO | Idaho Power Company |  | 22 | NR | 2 | IPP Non-CHP | X | N |  | Y | 15-518 | N |  | N |  |  | Idaho Power Co | 9191 | ID | 69
59470 | Pocatello Solar 1, LLC | 59696 | Pocatello Solar | 1950 Airport Way | Pocatello | ID | 83707 | Bannock | 42.919 | -112.608 | WECC | IPCO | Idaho Power Company |  | 22 | NR | 2 | IPP Non-CHP | X | N |  | Y | 15-519 | N |  | N |  |  | Idaho Power Co | 9191 | ID | 34.5
4180 | Connecticut Mun Elec Engy Coop | 59701 | Subase Microgrid Project | Naval Submarine Base New Londo | Groton | CT | 6340 | New London | 41.4 | -72.086 | NPCC | ISNE | ISO New England Inc. |  | 22 | RE | 1 | Electric Utility |  | N |  | N |  | N |  | N |  |  | Groton Dept of Utilities - (CT) | 7716 | CT | 13.8
58468 | Dominion Renewable Energy | 59702 | Pavant Solar, LLC | 1325 W 8900 N | Fillmore | UT | 84631 | Millard | 38.9605 | -112.3633 | WECC | PACE | PacifiCorp - East |  | 22 | NR | 2 | IPP Non-CHP | X | N |  | Y | 15-479-001 | Y | EG15-115-000 | N |  |  | PacifiCorp | 14354 | UT | 46
58468 | Dominion Renewable Energy | 59703 | Marin Carport | 8001 Redwood Blvd | Novato | CA | 94945 | Marin | 38.1298 | -122.5682 | WECC | CISO | California Independent System Operator |  | 22 | NR | 2 | IPP Non-CHP | X | N |  | Y | 13-49-000 | N |  | N |  |  | Pacific Gas & Electric Co | 14328 | CA | 12.47
59473 | JC-Biomethane, LLC | 59704 | JC-Biomethane, LLC | 92757 Highway 99 S | Junction City | OR | 97448 | Lane | 44.1835 | -123.2005 | WECC | BPAT | Bonneville Power Administration |  | 22 | NR | 3 | IPP CHP |  | Y | 12-11-000 | N |  | N |  | N |  |  | Blachly-Lane County Coop El Assn | 1736 | OR | 12.5 | 115
59474 | BQ Energy LLC | 59705 | Steel Sun | 1951 Hamburg Turnpike | Lackawanna | NY | 14218 | Erie | 42.8128 | -78.8453 | NPCC | NYIS | New York Independent System Operator |  | 22 | NR | 2 | IPP Non-CHP | X | N |  | N |  | N |  | N |  |  | Niagara Mohawk Power Corp. | 13573 | NY | 155
59462 | Heelstone Energy Holdings, LLC | 59706 | BRE | 3116 Henry Wilson Road | Oxford | NC | 27565 | Granville | 36.3725 | -78.5985 | SERC | DUK | Duke Energy Carolinas |  | 22 | NR | 2 | IPP Non-CHP | X | N |  | Y | 13-596 | N |  | N |  |  | City of Wilson | 20785 | NC | 12.5
59480 | Aulander Solar LLC | 59707 | Aulander Solar | NC Hwy 11 South | Aulander | NC | 27805 | Hertford | 36.253 | -77.081 | SERC | PJM | PJM Interconnection, LLC |  | 22 | NR | 2 | IPP Non-CHP | X | N |  | Y | 14-774-000 | N |  | N |  |  | Virginia Electric & Power Co | 19876 | VA | 34.5
59481 | Franklinton Solar LLC | 59708 | Franklinton Solar | 25 Peach Orchard Road | Franklinton | NC | 27515 | Franklin | 36.08 | -78.35 | SERC | CPLE | Progress Energy Carolinas - EAST |  | 22 | NR | 2 | IPP Non-CHP | X | N |  | Y | 14-772-000 | N |  | N |  |  | Duke Energy Progress - (NC) | 3046 | NC | 23
59483 | Metropolitan Airports Commission | 59709 | St. Paul Intl Airport Red & Blue Parking | 4300 Glumack Drive Terminal 1 | St. Paul | MN | 55111 | Hennepin | 44.88 | -93.21 | MRO | MISO | Midcontinent Independent Transmission System Operator, Inc.. |  | 22 | NR | 2 | IPP Non-CHP | X | N |  | N |  | N |  | N |  |  | Northern States Power Co - Minnesota | 13781 | MN | 13.8
55858 | Energy Developments Inc | 59710 | Sand Valley Power Station | 3345 County Road 209 | Collinsville | AL | 35691 | Dekalb | 34.3439 | -85.8661 | SERC | TVA | Tennessee Valley Authority |  | 22 | NR | 2 | IPP Non-CHP |  | N |  | Y | QF13-427-000 | Y | QF13-427-000 | N |  |  | Sand Mountain Electric Coop | 16629 | AL | 15
59370 | ENERGYneering Solutions, Inc | 59711 | CII Methane Management IV, LLC | 680 County Home Road | Smithfield | NC | 27577 | Johnston | 35.5119 | -78.4338 | SERC | CPLE | Progress Energy Carolinas - EAST | Municipality | 22 | NR | 2 | IPP Non-CHP |  | N |  | Y | Pending | N |  | N | X |  | Duke Energy Progress - (NC) | 3046 | NC | 22.86
55918 | Acciona Wind Energy USA LLC | 59712 | San Roman Wind I, LLC | 31304 - 31664 San Ramon Rd | Los Fresnos | TX | 78566 | Cameron | 26.126 | -97.3776 | TRE | ERCO | Electric Reliability Council of Texas, Inc. |  | 22 | NR | 2 | IPP Non-CHP | X | N |  | N |  | N |  | N |  |  | AEP Texas Central Company | 3278 | TX | 138
58695 | Coronal Development Services | 59713 | Holdrege Solar Center | 7501 W. Holdrege Street | Lincoln | NE | 68508 | Lancaster | 40.8247 | -96.8203 | MRO |  |  |  | 22 | NR | 2 | IPP Non-CHP | X | N |  | N |  | N |  | N |  |  | Gulf Power Co | 7801 | FL | 12.47
57389 | IKEA Property Inc | 59714 | IKEA St. Louis 410 | 4000 Forest Park Ave. | St. Louis | MO | 63108 | St Louis City | 38.635 | -90.2455 | SERC | MISO | Midcontinent Independent Transmission System Operator, Inc.. |  | 441 | NR | 4 | Commercial Non-CHP | N | N |  | N |  | N |  | N |  |  | Ameren Illinois Company | 56697 | IL | 480
59287 | Laurel Capital Partners | 59715 | DD Hay Road Solar 23 LLC | 4503 Hay Road | New Castle | DE | 19809 | New Castle | 39.7367 | -75.5117 | RFC | PJM | PJM Interconnection, LLC |  | 22 | NR | 2 | IPP Non-CHP | N | N |  | Y | 15-586-000 | N |  | N |  |  | Delmarva Power | 5027 | DE | 11.85
59490 | Neches Station, LLC | 59716 | Neches Station, LLC | Hwy 175 | Jacksonville | TX | 75766 | Cherokee | 32.0305 | -95.3989 | TRE | ERCO | Electric Reliability Council of Texas, Inc. | On-Site Wells | 22 | NR | 2 | IPP Non-CHP |  | N |  | N |  | N |  | N | X |  | Oncor Electric Delivery Company LLC | 44372 | TX | 230 |  |  | Energy Transfer Partners
59484 | Framingham State University | 59717 | Framingham State University Plant | 100 State Street | Framingham | MA | 1701 | Middlesex | 42.2979 | -71.4361 | NPCC | ISNE | ISO New England Inc. |  | 611 | NR | 4 | Commercial Non-CHP | N | N |  | N |  | N |  | N |  |  | NSTAR Electric Company | 54913 | MA | 13.8 |  |  | Algonquin
59488 | Charlotte Solar LLC | 59719 | Charlotte Solar LLC VT | 1824 Hinesburg Road | Charlotte | VT | 5445 | Chittenden | 44.322 | -73.1976 | NPCC | ISNE | ISO New England Inc. |  | 22 | NR | 2 | IPP Non-CHP | X | N |  | Y | 13-631 | Y | 13-631 | N |  |  | Green Mountain Power Corp | 7601 | VT | 687 | 687 | 687
59487 | Moundsville Power, LLC | 59720 | Moundsville Power | TBD | Moundsville | WV | 26041 | Marshall | 39.9039 | -80.7966 | RFC | PJM | PJM Interconnection, LLC | Ohio River | 22 | NR | 2 | IPP Non-CHP |  | N |  | N |  | N |  |  |  |  | Wheeling Power Co | 20521 | WV |  |  |  | Texas Eastern
59489 | Perennial-Wind Chaser LLC | 59721 | Perennial Wind Chaser Station | TBD | TBD | OR | 97838 | Umatilla | 45.802 | -119.3721 | WECC | BPAT | Bonneville Power Administration | Port of Umatilla | 22 | NR | 2 | IPP Non-CHP |  | N |  | N |  | N |  | N |  |  | Umatilla Electric Coop Assn | 19325 | OR | 230 |  |  | Cascade Natural Gas Corporation supplied by the TransCanada GTN pipeline
59491 | Seville Solar One LLC | 59722 | Seville 1 | 2085A W. Highway 78 | Ocotillo Wells | CA | 92004 | Imperial | 33.1125 | -116.0139 | WECC | IID | Imperial Irrigation District |  | 22 | NR | 2 | IPP Non-CHP | X | N |  | N |  | Y | Pending | N |  |  | Imperial Irrigation District | 9216 | CA | 92
59492 | Seville Solar Two LLC | 59723 | Seville 2 | 2085A W. Highway 78 | Ocotillo Wells | CA | 92004 | Imperial | 33.1101 | -116.0059 | WECC | IID | Imperial Irrigation District |  | 22 | NR | 2 | IPP Non-CHP |  | N |  | N |  | Y | pending | N |  |  | Imperial Irrigation District | 9216 | CA | 92
59493 | Scituate Wind LLC | 59724 | Scituate Wind | 161 Driftway | Scituate | MA | 2066 | Plymouth | 42.1751 | -70.7285 | NPCC | ISNE | ISO New England Inc. |  | 22 | NR | 2 | IPP Non-CHP | Y | N |  | N |  | N |  | N |  |  | National Grid Generation, LLC | 26751 |  | 13.8
59494 | Fairhaven Wind LLC | 59725 | Fairhaven Wind | 5 Arsene Street | Fairhaven | MA | 2719 | Bristol | 41.6391 | -70.8734 | NPCC | ISNE | ISO New England Inc. |  | 22 | NR | 2 | IPP Non-CHP | Y | N |  | N |  | N |  | N |  |  | NSTAR Electric Company | 54913 | MA | 13.8
3892 | City of Coffeyville - (KS) | 59726 | CML&P Generating Facility No. 2 | 2601 N. 5th Industrial Street | Coffeyville | KS | 67337 | Montgomery | 37.093 | -95.5852 | SPP | SWPP | Southwest Power Pool |  | 22 | RE | 1 | Electric Utility |  | N |  | N |  | N |  | N |  |  | City of Coffeyville - (KS) | 3892 | KS | 138 | 69 | 12.47 | Atmos
14164 | City of Orangeburg - (SC) | 59727 | Bull Street Plant | 90 Bull Street | Orangeburg | SC | 29115 | Orangeburg | 33.4898 | -80.8703 | SERC | SCEG | South Carolina Electric & Gas Company |  | 22 | RE | 1 | Electric Utility |  | N |  | N |  | N |  | N | X |  | City of Orangeburg - (SC) | 14164 | SC | 8.32 |  |  | Orangeburg Department of Public Utilities
14164 | City of Orangeburg - (SC) | 59728 | Substation 20 Plant | 2564 Rowesville Road | Orangeburg | SC | 29115 | Orangeburg | 33.4402 | -80.8417 | SERC | SCEG | South Carolina Electric & Gas Company |  | 22 | RE | 1 | Electric Utility |  | N |  | N |  | N |  | N | X |  | City of Orangeburg - (SC) | 14164 | SC | 24.94 |  |  | Orangeburg Department of Public Utilities
58822 | MC Power Companies Inc | 59729 | Macon Solar Power Project | 3007 Kellogg Avenue | Macon | MO | 63552 | Macon | 39.76 | -92.46 | SPP | SWPP | Southwest Power Pool |  | 22 | NR | 2 | IPP Non-CHP | X | N |  | Y | QF15-538-000 | N |  | N |  |  | City of Macon - (MO) | 11460 | MO | 12.47
58661 | Sustainable Power Group, LLC | 59730 | SEPV 18 | East Avenue O and 110th St. Ea | Palmdale | CA | 93591 | Los Angeles | 34.6136 | -117.9344 | WECC | CISO | California Independent System Operator |  | 22 | NR | 2 | IPP Non-CHP | N | N |  | N |  | N |  | N | X |  | Southern California Edison Co | 17609 | CA | 12
59500 | Sunny Templeton, LLC | 59731 | Templeton | 95 Farnsworth Road | Templeton | MA | 1468 | Worcester | 42.5212 | -72.0673 | NPCC | ISNE | ISO New England Inc. |  | 22 | NR | 2 | IPP Non-CHP | X | N |  | Y | 15-171-000 | N |  | N |  |  | Town of Templeton - (MA) | 18546 | MA | 13.8
59503 | Capital Dynamics | 59732 | Green Pastures Wind I | 4278 CR 140 | Seymour | TX | 76380 | Baylor | 33.6282 | -99.4112 | TRE | ERCO | Electric Reliability Council of Texas, Inc. |  | 22 | NR | 2 | IPP Non-CHP | X | N |  | N |  | N |  | N | X |  | AEP Texas North Company | 20404 | TX | 345
59503 | Capital Dynamics | 59733 | Green Pastures Wind II | 4278 CR 140 | Seymour | TX | 76380 | Knox | 33.646 | -99.5329 | TRE | ERCO | Electric Reliability Council of Texas, Inc. |  | 22 | NR | 2 | IPP Non-CHP | X | N |  | N |  | N |  | N | X |  | AEP Texas North Company | 20404 | TX | 345
59503 | Capital Dynamics | 59734 | Briscoe Wind Farm | 9947 County Road F | Silverton | TX | 79257 | Briscoe | 34.4323 | -101.2372 | TRE | ERCO | Electric Reliability Council of Texas, Inc. |  | 22 | NR | 2 | IPP Non-CHP | X | N |  | N |  | N |  | N |  |  | AEP Texas North Company | 20404 | TX | 345
59504 | Kirkwood Community College | 59735 | Kirkwood Wind Turbine | 6301 Kirkwood Blvd SW | Cedar Rapids | IA | 52404 | Linn | 41.9166 | -91.6509 | MRO | MISO | Midcontinent Independent Transmission System Operator, Inc.. |  | 22 | NR | 2 | IPP Non-CHP | X | N |  | N |  | N |  | N |  |  | Interstate Power and Light Co | 9417 | IA | 12.4
59506 | Valentine Wind, LLC | 59736 | Valentine Wind, LLC | 39266 US Highway 20 | Valentine | NE | 69201 | Cherry | 42.8591 | -100.5924 | MRO | SWPP | Southwest Power Pool |  | 22 | NR | 2 | IPP Non-CHP | X | N |  | Y | 14-149-000, 14-149-001 | N |  | N | X |  | City of Valentine - (NE) | 19677 | NE | 12.5
58661 | Sustainable Power Group, LLC | 59737 | Aspiration G | West Mountain View Avenue | San Joaquin | CA | 93660 | Fresno | 36.5522 | -120.3525 | WECC | CISO | California Independent System Operator |  | 22 | NR | 2 | IPP Non-CHP | X | N |  | N |  | N |  | N |  |  | Southern California Edison Co | 17609 | CA | 12
58661 | Sustainable Power Group, LLC | 59738 | Citizen B | West California Avenue | Mendota | CA | 93640 | Fresno | 36.7238 | -120.4321 | WECC | CISO | California Independent System Operator |  | 22 | NR | 2 | IPP Non-CHP | X | N |  | N |  | N |  | N |  |  | Southern California Edison Co | 17609 | CA | 12.47
58661 | Sustainable Power Group, LLC | 59739 | Lancaster WAD B | West Avenue D | Rosmond | CA | 93560 | Los Angeles | 34.7802 | -118.1933 | WECC | CISO | California Independent System Operator |  | 22 | NR | 2 | IPP Non-CHP | X | N |  | N |  | N |  | N |  |  | Southern California Edison Co | 17609 | CA | 12
58661 | Sustainable Power Group, LLC | 59740 | SEPV Mojave West | 13750 90th Street West | Mojave | CA | 93501 | Kern | 35.0229 | -118.2827 | WECC | CISO | California Independent System Operator |  | 22 | NR | 2 | IPP Non-CHP | X | N |  | N |  | N |  | N |  |  | Southern California Edison Co | 17609 | CA | 66
59508 | Barton Solar, LLC | 59741 | Barton Solar Farm | 1603 Glover Road | Barton | VT | 5822 | Orleans | 44.7254 | -72.184 | NPCC | ISNE | ISO New England Inc. |  | 22 | NR | 2 | IPP Non-CHP | X | N |  | Y | 13-119-000 | N |  | N |  |  | Vermont Electric Cooperative, Inc | 19791 | VT | 12.47
58519 | Clean Energy Collective LLC | 59742 | Sunnyside Ranch Community Solar Array | 4003 Country Road 100 | Carbondale | CO | 81623 | Garfield | 39.415 | -107.1572 | WECC | PSCO | Public Service Company of Colorado |  | 22 | NR | 2 | IPP Non-CHP | X | N |  | N |  | N |  | N | X |  | Holy Cross Electric Assn, Inc | 8773 | CO | 24.9
59540 | SunE SEM 1, LLC | 59743 | Chimes West Friendship (Nixon Farms) | 2800 Nixon Farms Lane | West Friendship | MD | 21792 | Howard | 39.2967 | -76.9574 | RFC | PJM | PJM Interconnection, LLC |  | 22 | NR | 2 | IPP Non-CHP | X | N |  | Y | 14-805-000 | N |  | N | X |  | Baltimore Gas & Electric Co | 1167 | MD | 13.2
58473 | NVT LICENSES, LLC | 59744 | Lakeland Electric Co. (FL)-Airport 1 | 4250 Hamilton Road | Lakeland | FL | 33811 | Polk | 27.9885 | -82.0473 | FRCC | TEC | Tampa Electric Company |  | 22 | NR | 2 | IPP Non-CHP | X | N |  | Y | 12-140-000 | N |  | N |  |  | City of Lakeland - (FL) | 10623 | FL | 1
59511 | South Street Solar, LLC | 59745 | Leominster (MA)-South Street-R&D | 1350 South Street | Tewksbury | MA | 20705 | Middlesex | 42.6062 | -71.1772 | NPCC | ISNE | ISO New England Inc. |  | 22 | NR | 2 | IPP Non-CHP | X | N |  | N |  | N |  | N | X |  | Massachusetts Electric Co | 11804 | MA | 13.2
59512 | Team-Solar, Inc. | 59746 | DSH (CA) - Coalinga State Hospital | 24511 W Jayne Avenue | Coalinga | CA | 93210 | Fresno | 36.1373 | -120.2185 | WECC | CISO | California Independent System Operator |  | 22 | NR | 2 | IPP Non-CHP | X | N |  | Y | 14-677-000 | N |  | N | X |  | Pacific Gas & Electric Co | 14328 | CA | 12.47
59514 | River Mountains Solar, LLC | 59747 | River Mountains Solar | 1299 Burkholder | Henderson | NV | 89015 | Clark | 36.0316 | -114.9294 | WECC | NEVP | Nevada Power Company |  | 22 | NR | 2 | IPP Non-CHP | X | N |  | N |  | N |  | N | X |  | Colorado River Comm of Nevada | 4356 | NV | 13.8
59512 | Team-Solar, Inc. | 59748 | CDCR (CA) - Pleasant Valley State Prison | 24863 West Jayne Avenue | Coalinga | CA | 93210 | Fresno | 36.1372 | -120.2244 | WECC | CISO | California Independent System Operator |  | 22 | NR | 2 | IPP Non-CHP | X | N |  | Y | 14-676-000 | N |  | N | X |  | Pacific Gas & Electric Co | 14328 | CA | 12.5
58473 | NVT LICENSES, LLC | 59749 | UMES (MD) - Princess Anne | MD Rt. 388 (West Post Office R | Princess Anne | MD | 21583 | Somerset | 38.2026 | -75.6764 | RFC | PJM | PJM Interconnection, LLC |  | 22 | NR | 2 | IPP Non-CHP | X | N |  | N |  | N |  | N |  |  | Delmarva Power | 5027 | MD | 24.9
58473 | NVT LICENSES, LLC | 59750 | Bourne (MA) - Holliston I | 56 Chestnut Street | Holliston | MA | 1746 | Middlesex | 42.1779 | -71.4546 | NPCC | ISNE | ISO New England Inc. |  | 22 | NR | 2 | IPP Non-CHP | X | N |  | Y | 14-621-000 | N |  | N |  |  | NSTAR Electric Company | 54913 | MA | 13.8
59518 | Wilzig Associates, LLC | 59751 | Wilzig Associates, LLC | Union Avenue & DuBois Street | East Rutherford | NJ | 7073 | Bergen | 40.8253 | -74.0944 | RFC | PJM | PJM Interconnection, LLC |  | 53 | NR | 4 | Commercial Non-CHP | N | N |  | N |  | N |  | N | X |  | Public Service Elec & Gas Co | 15477 | NJ | 13.2
59519 | TerraForm Solar XVII, LLC | 59752 | BlueWave Capital - Grafton (SREC II) | 43 Estabrook Street | Grafton | MA | 1519 | Worcester | 42.2255 | -71.6627 | NPCC | ISNE | ISO New England Inc. |  | 22 | NR | 2 | IPP Non-CHP | X | N |  | Y | 14-622-000 | N |  | N | X |  | Massachusetts Electric Co | 11804 | MA | 13.8
59520 | BWC Origination 5, LLC | 59753 | BlueWave Capital-Mattapoisett (SREC II) | 176 North Street | Mattapoisett | MA | 2739 | Plymouth | 41.6943 | -70.8311 | NPCC | ISNE | ISO New England Inc. |  | 22 | NR | 2 | IPP Non-CHP | X | N |  | Y | 14-620-000 | N |  | N |  |  | NSTAR Electric Company | 54913 | MA | 13.8
58473 | NVT LICENSES, LLC | 59754 | Lakeland Electric Co. (FL) - Aiport II | 4070 Hamilton Road | Lakeland | FL | 33811 | Polk | 27.9911 | -82.0473 | FRCC | TEC | Tampa Electric Company |  | 22 | NR | 2 | IPP Non-CHP | X | N |  | Y | 12-490-000, 12-490-001 | N |  | N |  |  | City of Lakeland - (FL) | 10623 | FL | 1
59522 | Chester Power Partners LLC | 59755 | Chester Power Partners | 54 Trebo Road | North Chester | VT | 5143 | Windsor | 43.2809 | -72.5976 | NPCC | ISNE | ISO New England Inc. |  | 22 | NR | 2 | IPP Non-CHP | X | N |  | Y | 13-384-000 | N |  | N |  |  | Green Mountain Power Corp | 7601 | VT | 12.47
58672 | Everpower Wind Holdings Inc | 59756 | Mud Springs Wind Project, LLC | Rail Bed Road | Bridger | MT | 59014 | Carbon | 45.1144 | -108.6634 | WECC | PACE | PacifiCorp - East |  | 22 | NR | 2 | IPP Non-CHP | X | N |  | Y | 15-883 | N |  | N |  |  | PacifiCorp | 14354 | OR | 230
58672 | Everpower Wind Holdings Inc | 59757 | Pryor Caves Wind Project, LLC | Rail Bed Road | Bridger | MT | 59014 | Carbon | 45.1655 | -108.6931 | WECC | PACE | PacifiCorp - East |  | 22 | NR | 2 | IPP Non-CHP | X | N |  | Y | 15-882 | N |  | N |  |  | PacifiCorp | 14354 | OR | 230
58672 | Everpower Wind Holdings Inc | 59758 | Horse Thief Wind Project, LLC | Rail Bed Road | Bridger | MT | 59014 | Carbon | 45.2236 | -108.7452 | WECC | PACE | PacifiCorp - East |  | 22 | NR | 2 | IPP Non-CHP | X | N |  | Y | 15-884 | N |  | N |  |  | PacifiCorp | 14354 | OR | 230
59526 | State Correctnl Inst Laurel Highlands | 59759 | Glades Pike Generation Plant | 5706 Glades Pike | Somerset | PA | 15501 | Somerset | 40.0067 | -79.041 | RFC | PJM | PJM Interconnection, LLC | municipal | 92214 | NR | 4 | Commercial Non-CHP |  | N |  | N |  | N |  | N |  |  | Pennsylvania Electric Co | 14711 | PA | 23
59462 | Heelstone Energy Holdings, LLC | 59760 | Red Hill Solar Center, LLC | 401 Red Hill Loop Road | Warrenton | NC | 27589 | Warren | 36.4044 | -78.1411 | SERC | CPLE | Progress Energy Carolinas - EAST |  | 22 | NR | 2 | IPP Non-CHP | X | N |  | Y | 13-161-000 | N |  | N |  |  | Duke Energy Progress - (NC) | 3046 | NC | 22.86
59462 | Heelstone Energy Holdings, LLC | 59761 | Van Slyke Solar Center, LLC | 4141 Van Slyke Road | Elm City | NC | 27822 | Wilson | 35.777 | -77.8805 | SERC | CPLE | Progress Energy Carolinas - EAST |  | 22 | NR | 2 | IPP Non-CHP | X | N |  | Y | 13-170-000 | N |  | N |  |  | Duke Energy Progress - (NC) | 3046 | NC | 12.47
59462 | Heelstone Energy Holdings, LLC | 59762 | Broadway Solar Center, LLC | 310 Dessie Road | Chadbourn | NC | 28431 | Columbus | 34.3093 | -78.8314 | SERC | CPLE | Progress Energy Carolinas - EAST |  | 22 | NR | 2 | IPP Non-CHP | X | N |  | Y | 13-172-000 | N |  | N |  |  | Duke Energy Progress - (NC) | 3046 | NC | 22.86
59529 | Robeson County Landfill | 59763 | Robeson County LFG to Energy | 246 Landfill Road | St. Pauls | NC | 28384 | Robeson | 34.791 | -78.9088 | SERC | CPLE | Progress Energy Carolinas - EAST |  | 562212 | NR | 4 | Commercial Non-CHP |  | N |  | N |  | N |  | N |  |  | Lumbee River Elec Member Corp | 11291 | NC | 12.47
59534 | Oregon Clean Energy Center | 59764 | Oregon Clean Energy Center | 816 North Lallendorf Road | Oregon | OH | 43616 | Lucas | 41.6679 | -83.4437 | RFC | PJM | PJM Interconnection, LLC | Oregon, OH Municipality | 22 | NR | 2 | IPP Non-CHP |  | N |  | N |  | N |  | N | X |  | American Transmission Systems Inc | 56162 | OH | 345 |  |  | North Coast Gas Transmission
59232 | Kearsarge Solar LLC | 59765 | Stetson Road Solar - Barre I | 203 Stetson Road | Barre | MA | 1005 | Worcester | 42.4029 | -72.1027 | NPCC | ISNE | ISO New England Inc. |  | 22 | NR | 2 | IPP Non-CHP | X | N |  | Y | 14-397-000 | N |  | N |  |  | National Grid Generation, LLC | 26751 |  | 15
59232 | Kearsarge Solar LLC | 59766 | Barre II Solar Project | Britton Road West | Barre | MA | 1005 | Worcester | 42.362 | -72.109 | NPCC | ISNE | ISO New England Inc. |  | 22 | NR | 2 | IPP Non-CHP | X | N |  | Y | 14-398-000 | N |  | N |  |  | National Grid Generation, LLC | 26751 |  | 15
59232 | Kearsarge Solar LLC | 59767 | Chester Solar Farm | 556 Skyline Trail | Chester | MA | 1011 | Hampden | 42.312 | -72.949 | NPCC | ISNE | ISO New England Inc. |  | 22 | NR | 2 | IPP Non-CHP | X | N |  | Y | 14-399-000 | N |  | N |  |  | Town of Chester | 3447 | MA | 23
59232 | Kearsarge Solar LLC | 59768 | Concord Solar Farm | 755 Walden Street | Concord | MA | 1742 | Middlesex | 42.444 | -71.335 | NPCC | ISNE | ISO New England Inc. |  | 22 | NR | 2 | IPP Non-CHP | X | N |  | N |  | N |  | N |  |  | Town of Concord - (MA) | 4147 | MA | 15
18454 | Tampa Electric Co | 59769 | TIA Solar | 5505 Airport Service Road | Tampa | FL | 33607 | Hillsborough | 27.9658 | -82.5328 | FRCC | TEC | Tampa Electric Company |  | 22 | RE | 1 | Electric Utility | X | N |  | N |  | N |  | N |  |  | Tampa Electric Co | 18454 | FL | 13.2
9234 | Indiana Municipal Power Agency | 59770 | IMPA Pendleton Solar Park | 4500 West Fall Creek Drive | Pendleton | IN | 46064 | Madison | 39.9886 | -85.7709 | RFC | MISO | Midcontinent Independent Transmission System Operator, Inc.. |  | 22 | RE | 1 | Electric Utility | X | N |  | N |  | N |  | N | X |  | Town of Pendleton - (IN) | 14659 | IN | 12.47
59209 | Half Moon Ventures, LLC | 59771 | Jefferson Solar Park | 792 N. Parkway | Jefferson | WI | 53549 | Jefferson | 43.0146 | -88.7992 | RFC | MISO | Midcontinent Independent Transmission System Operator, Inc.. |  | 22 | NR | 2 | IPP Non-CHP | X | N |  | N |  | N |  | N |  |  | Jefferson Utilities | 9690 | WI | 24.9
10000 | Kansas City Power & Light Co | 59772 | KCP&L SmartGrid Innovation Park | 4724 Tracy Avenue | Kansas City | MO | 64110 | Jackson | 39.0403 | -94.5712 | SPP | SWPP | Southwest Power Pool |  | 22 | RE | 1 | Electric Utility |  | N |  | N |  | N |  |  | X |  | Kansas City Power & Light Co | 10000 | MO | 13.8
59541 | Carroll County Energy LLC | 59773 | Carroll County Energy | 2022 Kensington Road NE | Carrollton | OH | 44615 | Carroll | 40.6044 | -81.0592 | RFC | PJM | PJM Interconnection, LLC |  | 22 | NR | 3 | IPP CHP |  | N |  | N |  | N |  | N |  |  | Ohio Power Co | 14006 | OH | 345 |  |  | Tennessee Gas Pipeline ? Line 200-4 and Line 200-1
59539 | BioTown Ag | 59774 | BioTown Ag | 402 W 100 North | Reynolds | IN | 47980 | White | 40.7656 | -86.8797 | RFC | MISO | Midcontinent Independent Transmission System Operator, Inc.. |  | 112 | NR | 7 | Industrial CHP |  | N |  | N |  | N |  | N |  |  | Northern Indiana Pub Serv Co | 13756 | IN | 12.5
59542 | Adams Farm Solar LLC | 59775 | Adams Farm Solar | 854 Bearsden Road | Athol | MA | 1331 | Worcester | 42.6 | -72.2 | NPCC | ISNE | ISO New England Inc. |  | 22 | NR | 2 | IPP Non-CHP | X | N |  | N |  | N |  | N |  |  | National Grid Generation, LLC | 26751 |  | 13.8
59543 | Heartland Community College | 59776 | Heartland Community College |  | Normal | IL | 61761 | McLean | 40.537 | -89.019 | SERC | MISO | Midcontinent Independent Transmission System Operator, Inc.. |  | 611 | NR | 4 | Commercial Non-CHP | Y | N |  | Y | 12-383-000 | N |  | N | X |  | Ameren Illinois Company | 56697 | IL | 12.47
59519 | TerraForm Solar XVII, LLC | 59777 | RGS-Rutland VNM SREC II Project (MA) | 549 East County Road | Rutland | MA | 1543 | Worcester | 42.4318 | -71.9782 | NPCC | ISNE | ISO New England Inc. |  | 22 | NR | 2 | IPP Non-CHP | X | N |  | N |  | N |  | N |  |  | Massachusetts Electric Co | 11804 | MA | 13.8
58661 | Sustainable Power Group, LLC | 59778 | Eden Solar LLC | 2252 Derby Road | Ellerbe | NC | 28338 | Richmond | 35.1485 | -79.6364 | SERC | DUK | Duke Energy Carolinas |  | 22 | NR | 2 | IPP Non-CHP | X | N |  | N |  | N |  | N |  |  | Duke Energy Carolinas, LLC | 5416 | NC | 230
59544 | SunE DM, LLC | 59779 | Davis Monthan AFB (AZ) West Airfield | Davis-Montan Air Force Base | Tucson | AZ | 85707 | Pima | 32.1736 | -110.8997 | WECC | TEPC | Tucson Electric Power Company |  | 22 | NR | 2 | IPP Non-CHP | X | N |  | Y | 13-545-000 | N |  | N |  |  | Tucson Electric Power Co | 24211 | AZ | 13.8
59545 | BWC Origination 4, LLC | 59780 | New Bedford (MA) Plymouth | 30 Raffaele Road | Plymouth | MA | 2360 | Plymouth | 41.9254 | -70.649 | NPCC | ISNE | ISO New England Inc. |  | 22 | NR | 2 | IPP Non-CHP | X | N |  | Y | 14-559-000 | N |  | N |  |  | NSTAR Electric Company | 54913 | MA | 23
59546 | Nexamp Treasure Valley Solar, LLC | 59781 | Upper Blackstone (MA) Treasure Valley | 320 Pleasantdale Road | Rutalnd | MA | 1543 | Worcester | 42.3328 | -71.9876 | NPCC | ISNE | ISO New England Inc. |  | 22 | NR | 2 | IPP Non-CHP | X | N |  | Y | 14-619-000 | N |  | N |  |  | Massachusetts Electric Co | 11804 | MA | 13.8
59549 | Targa Pipeline Mid-Continent West OK LLC | 59782 | Waynoka Gas Processing Plant | 38348 Craig Road | Alva | OK | 73717 | Woods | 36.651 | -98.7656 | SPP | SWPP | Southwest Power Pool |  | 211 | NR | 6 | Industrial Non-CHP |  | N |  | N |  | N |  | N |  |  | Western Farmers Elec Coop, Inc | 20447 |  | 138 |  |  | Waynoka 12, North and South 24, Amorita 24 and Liberty 12
59550 | Croda Inc. | 59783 | Croda Atlas Point CHP | 315 Cherry Lane | New Castle | DE | 19720 | New Castle | 39.6933 | -75.5431 | RFC | PJM | PJM Interconnection, LLC |  | 325 | NR | 7 | Industrial CHP |  | N |  | N |  | N |  | N |  |  | Delmarva Power | 5027 | DE | 12
24211 | Tucson Electric Power Co | 59784 | Gila River Power Block 3 | 1250 East Watermelon Road | Gila Bend | AZ | 85337 | Maricopa | 32.975 | -112.6944 | WECC | GRMA | Gila River Power, LLC | Wells | 22 | RE | 1 | Electric Utility |  | N |  | N |  | Y | 00-84-000 |  |  |  | Arizona Public Service Co | 803 | AZ | 500 |  |  | Kinder Morgan (El Paso Natural Gas LLC), Transwestern Pipeline Company
59559 | Novi Energy LLC | 59785 | Fremont Community Digester, LLC | 1634 Locust Street | Newaygo | MI | 49412 | Newaygo | 43.4597 | -85.9761 | RFC | MISO | Midcontinent Independent Transmission System Operator, Inc.. |  | 22 | NR | 3 | IPP CHP |  | N |  | Y | 13-201-000 | N |  | N |  |  | Consumers Energy Co | 4254 | MI | 46 |  |  | DTE Energy
59561 | SunE Solar XVII Project 2, LLC | 59786 | Fiddler's Canyon #2 | 9213 West 3200 North | Cedar City | UT | 84720 | Iron | 37.7947 | -113.2837 | WECC | PACE | PacifiCorp - East |  | 22 | NR | 2 | IPP Non-CHP | X | N |  | Y | 15-476-000 | N |  | N |  |  | PacifiCorp | 14354 | UT | 12.47
59560 | SunE Solar XVII Project 1, LLC | 59787 | Fiddler's Canyon #1 | 9190 West Antelope Springs Rd | Cedar City | UT | 84720 | Iron | 37.7503 | -113.2537 | WECC | PACE | PacifiCorp - East |  | 22 | NR | 2 | IPP Non-CHP | X | N |  | Y | 15-475-000 | N |  | N |  |  | PacifiCorp | 14354 | UT | 12.47
57313 | SolarCity Corporation | 59788 | Advance Stores Company, Inc | 300 Shaker Road | Enfield | CT | 6082 | Hartford | 42.015 | -72.5119 | NPCC | ISNE | ISO New England Inc. |  | 22 | NR | 2 | IPP Non-CHP | Y | N |  | N |  | N |  | N |  |  | Connecticut Light & Power Co | 4176 | CT | 480
57313 | SolarCity Corporation | 59789 | Millbrook School | 131 Millbrook School Road | Millbrook | NY | 12545 | Dutchess | 41.8458 | -73.6195 | NPCC | NYIS | New York Independent System Operator |  | 22 | NR | 2 | IPP Non-CHP | Y | N |  | N |  | N |  | N |  |  | Central Hudson Gas & Elec Corp | 3249 | NY | 277
57313 | SolarCity Corporation | 59790 | Oregon University System Rabbit Field | 5501 NW Walnut Blvd | Corvallis | OR | 97339 | Benton | 44.5735 | -123.317 | WECC | PACW | PacifiCorp - West |  | 22 | NR | 2 | IPP Non-CHP | Y | N |  | N |  | N |  | N | X |  | PacifiCorp | 14354 | OR | 208
9267 | Hoosier Energy R E C, Inc | 59791 | Cabin Creek Renewable Energy Station | 7256 West County Road 600 S | Modoc | IN | 47358 | Randolph | 40.0785 | -85.1098 | RFC | PJM | PJM Interconnection, LLC |  | 22 | RE | 1 | Electric Utility |  | N |  | N |  | N |  | N | X |  | Indiana Michigan Power Co | 9324 | IN | 69
9267 | Hoosier Energy R E C, Inc | 59792 | Orchard Hills Renewable Energy Station | 8290 Highway 251 | Davis Junction | IL | 61020 | Ogle | 42.1424 | -89.079 | RFC | PJM | PJM Interconnection, LLC |  | 22 | RE | 1 | Electric Utility |  | N |  | N |  | N |  | N | X |  | Commonwealth Edison Co | 4110 | IL | 34.5
213 | Alaska Electric Light&Power Co | 59793 | Industrial Plant | 0 Barrett Avenue | Juneau | AK | 99801 | Juneau | 58.3676 | -134.608 | ASCC |  |  | Municipality | 22 | RE | 1 | Electric Utility |  | N |  | N |  | N |  | N |  |  | Alaska Electric Light&Power Co | 213 | AK | 69
58303 | Energy Systems Group LLC | 59794 | Chicago West Side Energy Center | 2079 West Ogden Avenue | Chicago | IL | 60612 | Cook | 41.8708 | -87.6784 | RFC | PJM | PJM Interconnection, LLC |  | 22 | NR | 3 | IPP CHP |  | N |  | N |  | N |  | N |  |  | Commonwealth Edison Co | 4110 | IL | 15 | 5 |  | People?s Gas Light and Coke Company
59569 | TWE Ahoskie Solar Project, LLC | 59795 | Ahoskie | 109 Colice Hall Lane | Ahoskie | NC | 27910 | Hertford | 36.3064 | -76.9931 | SERC | PJM | PJM Interconnection, LLC |  | 22 | NR | 2 | IPP Non-CHP | X | N |  | Y | 15-292-000 | N |  | N |  |  | Virginia Electric & Power Co | 19876 | NC | 34.5
59570 | TWE Kelford Solar Project, LLC | 59796 | Kelford | 729 Black Jack Road | Kelford | NC | 27847 | Bertie | 36.1542 | -77.2185 | SERC | PJM | PJM Interconnection, LLC |  | 22 | NR | 2 | IPP Non-CHP | X | N |  | Y | 15-294-000 | Y | QF15-294-000 | N |  |  | Virginia Electric & Power Co | 19876 | NC | 34.5
59568 | United Water, Inc. | 59797 | Bayonne MUA- Leitner-Poma Wind Turbine | 110 Oak Street | Bayonne | NJ | 7002 | Hudson | 40.6528 | -74.1178 | RFC | PJM | PJM Interconnection, LLC |  | 22 | NR | 2 | IPP Non-CHP | X | N |  | N |  | N |  | N |  |  | Public Service Elec & Gas Co | 15477 | NJ | 26.4
11208 | Los Angeles Department of Water & Power | 59798 | Colon PV | 909 E. Colon Street | Wilmington | CA | 90044 | Los Angeles | 33.7927 | -118.2524 | WECC | LDWP | Los Angeles Department of Water and Power |  | 22 | NR | 2 | IPP Non-CHP | X | N |  | N |  | N |  | N |  |  | Los Angeles Department of Water & Power | 11208 | CA | 34.5 | 4.8
11208 | Los Angeles Department of Water & Power | 59799 | Foothill Solar Project | 9971 Foothill Blvd | Sylmar | CA | 91342 | Los Angeles | 34.2738 | -118.3454 | WECC | LDWP | Los Angeles Department of Water and Power |  | 22 | NR | 2 | IPP Non-CHP | X | N |  | N |  | N |  | N |  |  | Los Angeles Department of Water & Power | 11208 | CA | 34.5 | 4.8
57128 | Bloom Energy | 59800 | Amazon San Bernardino | 1910 E Central Ave | San Bernardino | CA | 92408 | San Bernardino | 34.0884 | -117.2458 | WECC | CISO | California Independent System Operator | Municipality | 22 | NR | 2 | IPP Non-CHP |  | N |  | N |  | N |  | N |  |  | Southern California Edison Co | 17609 | CA | 12 |  |  | SoCal Border
57128 | Bloom Energy | 59801 | IBM Southbury | 150 Kettletown Road | Southbury | CT | 6488 | New Haven | 41.4725 | -73.207 | NPCC | ISNE | ISO New England Inc. | Municipality | 22 | NR | 2 | IPP Non-CHP |  | N |  | N |  | N |  | N |  |  | Connecticut Light & Power Co | 4176 | CT | 13.8 |  |  | Algonquin
57128 | Bloom Energy | 59802 | Maxim | 160 Rio Robles | San Jose | CA | 95134 | Santa Clara | 37.4057 | -121.9494 | WECC | CISO | California Independent System Operator | Municipality | 22 | NR | 2 | IPP Non-CHP |  | N |  | N |  | N |  | N |  |  | Pacific Gas & Electric Co | 14328 | CA | 21 |  |  | PG&E Citygate
57128 | Bloom Energy | 59803 | Pixar - Emeryville | 1200 Park Ave | Emeryville | CA | 94608 | Alameda | 37.8329 | -122.284 | WECC | CISO | California Independent System Operator | Municipality | 22 | NR | 2 | IPP Non-CHP |  | N |  | N |  | N |  | N |  |  | Pacific Gas & Electric Co | 14328 | CA | 12 |  |  | PG&E Citygate
57128 | Bloom Energy | 59804 | Starbucks - Evolution Fresh | 11655 Jersey Blvd | Rancho Cucamonga | CA | 91730 | San Bernardino | 34.0937 | -117.551 | WECC | CISO | California Independent System Operator | Municipality | 22 | NR | 2 | IPP Non-CHP |  | N |  | N |  | N |  | N |  |  | Rancho Cucamonga Municipal Utility | 56224 | CA | 12 |  |  | SoCal Border
57128 | Bloom Energy | 59805 | Yahoo! - HQ | 700 First Avenue | Sunnyvale | CA | 94089 | Santa Clara | 37.4154 | -122.0257 | WECC | CISO | California Independent System Operator | Municipality | 22 | NR | 2 | IPP Non-CHP |  | N |  | N |  | N |  | N |  |  | Pacific Gas & Electric Co | 14328 | CA | 0.48 |  |  | PG&E Citygate
55983 | Luminant Generation Company LLC | 59806 | Horseshoe Bend | TBD | Colorado City | TX | 79512 | Mitchell | 32.2907 | -100.8657 | TRE | ERCO | Electric Reliability Council of Texas, Inc. |  | 22 | NR | 2 | IPP Non-CHP | X | N |  | N |  | N |  | N |  |  | Oncor Electric Delivery Company LLC | 44372 | TX | 345
60025 | Greenbacker Renewable Energy Corporation | 59807 | Airport 1 Solar (DIA) | 11190 N. Queensburg St | Denver | CO | 80249 | Denver | 39.8994 | -104.6753 | WECC | SWPP | Southwest Power Pool |  | 22 | NR | 2 | IPP Non-CHP | X | N |  | N |  | N |  | N |  |  | Public Service Co of Colorado | 15466 | CO | 0.48
58303 | Energy Systems Group LLC | 59808 | Munster Landfill Gas-to-Energy | 10121 Calumet Avenue | Munster | IN | 46321 | Lake | 41.5244 | -87.5091 | RFC | MISO | Midcontinent Independent Transmission System Operator, Inc.. |  | 22 | NR | 2 | IPP Non-CHP |  | N |  | N |  | N |  | N |  |  | Northern Indiana Pub Serv Co | 13756 | IN | 15
58303 | Energy Systems Group LLC | 59809 | Mountain Home Energy Center | Memorial Avenue, Building 208 | Mountain Home | TN | 37684 | Washington | 36.3096 | -82.3775 | SERC | TVA | Tennessee Valley Authority |  | 22 | NR | 2 | IPP Non-CHP |  | N |  | N |  | N |  | N |  |  | Tennessee Valley Authority | 18642 | TN | 15 |  |  | Atmos Energy
58303 | Energy Systems Group LLC | 59810 | Dairyland WTE Plant | 2647 Mercier Road | New Franken | WI | 54229 | Brown | 44.5401 | -87.8056 | MRO | MISO | Midcontinent Independent Transmission System Operator, Inc.. |  | 22 | NR | 2 | IPP Non-CHP |  | N |  | N |  | N |  | N |  |  | Wisconsin Public Service Corp | 20860 | WI | 12.47
59589 | Rockfish Solar LLC | 59811 | Rockfish Solar LLC | 4370 Renner Road | Waldorf | MD | 20602 | Charles | 38.5915 | -76.8749 | RFC | PJM | PJM Interconnection, LLC |  | 22 | NR | 2 | IPP Non-CHP | X | N |  | Y | 15-459-000 | N |  | N |  |  | Southern Maryland Elec Coop Inc | 17637 | MD | 12.47
6035 | Exelon Power | 59812 | Wolf Hollow II | 9201 Wolf Hollow Court | Granbury | TX | 76048 | Hood | 32.3377 | -97.7346 | TRE | ERCO | Electric Reliability Council of Texas, Inc. | Lake Granbury | 22 | NR | 2 | IPP Non-CHP |  | N |  | N |  | Y | pending |  |  |  | Oncor Electric Delivery Company LLC | 44372 | TX | 345 |  |  | Enterprise
59594 | Black Oak Wind Farm LLC | 59813 | Black Oak Wind Farm | Black Oak Road | Enfield | NY | 14850 | Tompkins | 42.4022 | -76.6704 | NPCC | NYIS | New York Independent System Operator |  | 22 | NR | 2 | IPP Non-CHP | X | N |  | N |  | N |  | N |  |  | New York State Elec & Gas Corp | 13511 | NY | 115
59595 | Copper Mountain Solar 4, LLC | 59814 | Copper Mountain Solar 4, LLC | 659 Eldorado Valley Drive | Boulder City | NV | 89005 | Clark | 35.7822 | -114.9754 | WECC | CISO | California Independent System Operator |  | 22 | NR | 2 | IPP Non-CHP | X | N |  | N |  | N |  | N |  |  | San Diego Gas & Electric Co | 16609 | CA | 230
59596 | Industrial Power Services Corp. | 59815 | Granby LFG | 11 New Ludlow Road | Granby | MA | 1082 | Hampshire | 42.2273 | -72.5472 | NPCC | ISNE | ISO New England Inc. |  | 22 | NR | 2 | IPP Non-CHP |  | N |  | Y | 01-136-000 | N |  | N |  |  | Massachusetts Electric Co | 11804 | MA | 13.2
59597 | Broome Energy Resources, LLC | 59816 | Nanticoke LFG | 286 Knapp Road | Binghamton | NY | 13905 | Broome | 42.2437 | -75.9825 | NPCC | NYIS | New York Independent System Operator |  | 22 | NR | 2 | IPP Non-CHP |  | N |  | Y | 98-65-000 | N |  | N |  |  | New York State Elec & Gas Corp | 13511 | NY | 34.5
59598 | Tooele Army Depot | 59817 | Tooele Wind Turbine | 1 Tooele Army Depot, Bldg 1510 | Tooele | UT | 84074 | Tooele | 40.503 | -112.3706 | WECC | PACE | PacifiCorp - East |  | 22 | NR | 2 | IPP Non-CHP | N | N |  | N |  | N |  | N |  |  | PacifiCorp | 14354 | OR
59599 | Shoe Show, Inc. | 59818 | Concord Farm | 2201 Trinity Church Road | Concord | NC | 28027 | Cabarrus | 35.4442 | -80.6636 | SERC | DUK | Duke Energy Carolinas |  | 22 | NR | 2 | IPP Non-CHP | X | N |  | Y | 11-223-000 | N |  | N | X |  | City of Concord - (NC) | 4150 | NC | 12.47
59600 | Mohave Sunrise Solar I, LLC | 59819 | Mohave Electric at Fort Mohave | 2681 E. Antoinette Avenue | Fort Mohave | AZ | 86426 | Mohave | 34.9843 | -114.5565 | WECC | WALC | Western Area Power Administration - Desert Southwest Region |  | 22 | NR | 2 | IPP Non-CHP | X | N |  | Y | 15-161-000, 16-817-000 | N |  | N |  |  | Mohave Electric Cooperative, I | 21538 | AZ | 24.9
59601 | Hunt Farm Solar LLC | 59820 | Hunt Farm Solar | 702 South Main Street | Orange | MA | 1364 | Franklin | 42.5537 | -72.2997 | NPCC | ISNE | ISO New England Inc. |  | 22 | NR | 2 | IPP Non-CHP | X | N |  | N |  | N |  | N |  |  | National Grid Generation, LLC | 26751 |  | 13.8
59602 | SH Solarne2 LLC | 59821 | 205 Sturbridge A | 205 Sturbridge Road | Brimfield | MA | 1010 | Hampden | 42.1093 | -72.1705 | NPCC | ISNE | ISO New England Inc. |  | 22 | NR | 2 | IPP Non-CHP | X | N |  | N |  | N |  | N |  |  | National Grid Generation, LLC | 26751 |  | 13.2
59603 | SE Solarne2 LLC | 59822 | 201 Sturbridge B | 201 Sturbridge Road | Brimfield | MA | 1010 | Hampden | 42.1091 | -72.1712 | NPCC | ISNE | ISO New England Inc. |  | 22 | NR | 2 | IPP Non-CHP | X | N |  | N |  | N |  | N |  |  | National Grid Generation, LLC | 26751 |  | 13.2
59604 | Bulldog Energy Airport LLC | 59823 | INDY III | 2745 South Hoffman Road | Indianapolis | IN | 46241 | Marion | 39.723 | -86.3145 | RFC | MISO | Midcontinent Independent Transmission System Operator, Inc.. |  | 22 | NR | 2 | IPP Non-CHP | X | N |  | Y | 13-291-000 | N |  | N |  |  | Indianapolis Power & Light Co | 9273 | IN | 12
59462 | Heelstone Energy Holdings, LLC | 59824 | Sweetgum Solar | 1850 W. Garden Street | Sanford | NC | 27330 | Lee | 35.4583 | -79.1811 | SERC | CPLE | Progress Energy Carolinas - EAST |  | 22 | NR | 2 | IPP Non-CHP |  | N |  | Y | 14-549 | N |  |  |  |  | Duke Energy Progress - (NC) | 3046 | NC | 12.5
59605 | South Louisburg Solar LLC | 59825 | South Louisburg Solar | 1406 NC Hwy 39 South | Louisburg | NC | 27549 | Franklin | 36.057 | -78.308 | SERC | CPLE | Progress Energy Carolinas - EAST |  | 22 | NR | 2 | IPP Non-CHP |  | N |  | Y | 14-771-000 | N |  | N |  |  | Duke Energy Progress - (NC) | 3046 | NC | 23
56615 | First Solar Project Development | 59826 | Sunshine Valley Solar | 449 T&T Road | Amargosa Valley | NV | 89020 | Nye | 36.518 | -116.497 | WECC | CISO | California Independent System Operator |  | 22 | NR | 2 | IPP Non-CHP | X | N |  | N |  | N |  | N | X |  | Valley Electric Assn, Inc | 19840 | NV | 138
59745 | First Solar Asset Management | 59827 | Playa Solar | intersection of HWY 93 and Gra | North Las Vegas | NV | 59165 | Clark | 36.408 | -114.908 | WECC | NEVP | Nevada Power Company |  | 22 | NR | 2 | IPP Non-CHP |  | N |  | N |  | N |  | N |  |  | Nevada Power Co | 13407 | NV | 230
59462 | Heelstone Energy Holdings, LLC | 59828 | Balsam | 1050 W. Garden Street | Sanford | NC | 27330 | Lee | 35.4589 | -79.1739 | SERC | CPLE | Progress Energy Carolinas - EAST |  | 22 | NR | 2 | IPP Non-CHP |  | N |  | Y | 14-549 | N |  | N |  |  | Duke Energy Progress - (NC) | 3046 | NC | 12.5
59464 | Current Energy Group | 59829 | Hickory | 4327 US 117 S | Rose Hill | NC | 28458 | Duplin | 34.8022 | -78.0092 | SERC | CPLE | Progress Energy Carolinas - EAST |  | 22 | NR | 2 | IPP Non-CHP |  | N |  | Y | 14-568 | N |  |  |  |  | Duke Energy Progress - (NC) | 3046 | NC | 12.5
59611 | Royal Solar | 59831 | Royal Solar | 7260 Burnett Rd | Godwin | NC | 28344 | Cumberland | 35.216 | -78.689 | SERC | CPLE | Progress Energy Carolinas - EAST |  | 22 | NR | 2 | IPP Non-CHP |  | N |  | Y | 14-691-000 | N |  |  |  |  | Duke Energy Progress - (NC) | 3046 | NC | 22.86
59609 | TWE Kinston Solar | 59832 | Kinston Solar | 4545 Odham | Grifton | NC | 28530 | Lenoir | 35.3514 | -77.4723 | SERC | CPLE | Progress Energy Carolinas - EAST |  | 22 | NR | 2 | IPP Non-CHP |  | N |  | Y | 15-295-000 | N |  | N |  |  | Duke Energy Progress - (NC) | 3046 | NC | 22.86
59610 | TWE Laurinburg Solar | 59833 | Laurinburg Solar | 13401 Highland Rd | Laurinburg | NC | 28352 | Scotland | 34.7565 | -79.4302 | SERC | CPLE | Progress Energy Carolinas - EAST |  | 22 | NR | 2 | IPP Non-CHP |  | N |  | Y | 15-296-000 | N |  | N |  |  | Duke Energy Progress - (NC) | 3046 | NC | 22.86
59612 | GES MegaOne LLC | 59834 | Indy Grocers | 4310 Stout Field North Drive | Indianapolis | IN | 46241 | Marion | 39.7379 | -86.2377 | RFC | MISO | Midcontinent Independent Transmission System Operator, Inc.. |  | 22 | NR | 2 | IPP Non-CHP |  | N |  | N |  | N |  | N |  |  | Indianapolis Power & Light Co | 9273 | IN | 12
59462 | Heelstone Energy Holdings, LLC | 59835 | Newton Grove | 246 West Grove Street | Newton Grove | NC | 28366 | Sampson | 35.2516 | -78.3674 | SERC | CPLE | Progress Energy Carolinas - EAST |  | 22 | NR | 2 | IPP Non-CHP |  | N |  | Y | 13-58-002 | N |  |  |  |  | Duke Energy Progress - (NC) | 3046 | NC | 22.9
20847 | Wisconsin Electric Power Co | 59836 | Twin Falls (WI) | 566 US Highway 2 | Florence | WI | 54121 | Florence | 45.8728 | -88.0708 | RFC | MISO | Midcontinent Independent Transmission System Operator, Inc.. | Menominee River | 22 | RE | 1 | Electric Utility |  | N |  | N |  | N |  |  |  |  | American Transmission Co | 659 | WI | 69
57170 | EDF Renewable Asset Holdings, Inc. | 59837 | Slate Creek Wind Project LLC | 1208 S Rock Road | Geuda Springs | KS | 67051 | Sumner | 37.1146 | -97.2376 | SPP | SWPP | Southwest Power Pool |  | 22 | NR | 2 | IPP Non-CHP |  | N |  | N |  | N |  | N |  |  | Westar Energy Inc | 22500 | KS | 138
57170 | EDF Renewable Asset Holdings, Inc. | 59838 | Milo Wind Project LLC | 1169 NM HWY 114 | Portales | NM | 88130 | Roosevelt | 33.9018 | -103.3468 | SPP | SWPP | Southwest Power Pool |  | 22 | NR | 2 | IPP Non-CHP |  | N |  | N |  | N |  | N |  |  | Southwestern Public Service Co | 17718 | NM | 345
58661 | Sustainable Power Group, LLC | 59839 | Spring Hill Road | 250 Spring Hill Road | Barre | MA | 1005 | Worcester | 42.419 | -72.1807 | NPCC | ISNE | ISO New England Inc. |  | 22 | NR | 2 | IPP Non-CHP |  | N |  | N |  | N |  | N |  |  | National Grid Generation, LLC | 26751 |  | 13.2
59616 | 63SU 8me, LLC | 59840 | Springbok Solar Farm 2 | 29977 Neuralia Road | Cantil | CA | 93519 | Kern | 35.25 | -117.9768 | WECC | LDWP | Los Angeles Department of Water and Power |  | 22 | NR | 2 | IPP Non-CHP |  | N |  | N |  | N |  | N |  |  | Los Angeles Department of Water & Power | 11208 | CA | 230
56975 | Constellation Solar Maryland, LLC | 59841 | General Motors Corp at White Marsh MD | 10301 Philadelphia Rd | White Marsh | MD | 21162 | Baltimore | 39.3716 | -76.4405 | RFC | PJM | PJM Interconnection, LLC |  | 22 | NR | 2 | IPP Non-CHP | N | N |  | Y | 11-335-000 | N |  |  |  |  | Baltimore Gas & Electric Co | 1167 | MD | 0.48
58304 | Constellation Solar Maryland II LLC | 59842 | CNE at Cambridge MD | 4919 Bucktown Road | Cambridge | MD | 21613 | Dorchester | 38.5158 | -76.0192 | RFC | PJM | PJM Interconnection, LLC |  | 22 | NR | 2 | IPP Non-CHP | N | N |  | Y | 15-660-000 | N |  |  |  |  | Choptank Electric Coop, Inc | 3503 | MD | 12.47
59617 | Constellation Solar Georgia, LLC. | 59843 | Georgia Power at Wadley GA | 6694 Old US Highway 1 | Wadley | GA | 30477 | Jefferson | 32.883 | -82.41 | SERC | SEPA | Southeastern Power Administration |  | 22 | NR | 2 | IPP Non-CHP |  | N |  | Y | 15-206-000 | N |  |  |  |  | Georgia Power Co | 7140 | GA | 12.47
59614 | Munich Reinsurance America, Inc | 59844 | Munich Re Plaza | 555 College Road East | Princeton | NJ | 8543 | Middlesex | 40.3503 | -74.5927 | RFC | PJM | PJM Interconnection, LLC |  | 521 | NR | 4 | Commercial Non-CHP | Y | N |  | N |  | N |  | N |  |  | Public Service Elec & Gas Co | 15477 | NJ | 13.2
59452 | Ingenco Renewable Development, LLC | 59845 | New River | 7148 Cloyds Mountain Road | Dublin | VA | 24084 | Pulaski | 37.183 | -80.699 | SERC | PJM | PJM Interconnection, LLC | Wells | 22 | NR | 2 | IPP Non-CHP |  | N |  | N |  | N |  | N |  |  | Appalachian Power Co | 733 | VA | 25
59992 | Caprock Solar 2, LLC | 59846 | Caprock Solar 2 LLC | 1414A State Highway 469 | San Jon | NM | 88434 | Quay | 34.9828 | -103.3783 | SPP | SWPP | Southwest Power Pool |  | 22 | NR | 2 | IPP Non-CHP | N | N |  | N |  | N |  | N | [5 empty] | 115
59626 | Northwest Community Hospital | 59847 | Northwest Community Hospital | 800 West Central | Arlington Heights | IL | 60005 | Cook | 42.0678 | -87.9935 | RFC | PJM | PJM Interconnection, LLC | Municipality | 22 | NR | 3 | IPP CHP |  | N |  | N |  | N |  | N |  |  | Commonwealth Edison Co | 4110 | IL | 12.5 | 12.5 | 12.5 | NICOR Gas
59650 | Pikes Peak Solar Garden 1 LLC | 59848 | Pikes Peak Solar Garden 1 LLC | 4471 Clearview Dr | Colorado Springs | CO | 80911 | El Paso | 38.7745 | -104.7458 | WECC | WACM | Western Area Power Administration - Rocky Mountain Region |  | 22 | NR | 2 | IPP Non-CHP |  | N |  | Y | 15-677-000 | N |  | N |  |  | City of Colorado Springs - (CO) | 3989 | CO | 13.2
59651 | Adams Community Solar Garden LLC | 59849 | Adams Community Solar Garden LLC | 4976 1/2 Imboden Rd | Watkins | CO | 80137 | Adams | 39.7876 | -104.5859 | WECC | PSCO | Public Service Company of Colorado |  | 22 | NR | 2 | IPP Non-CHP |  | N |  | Y | 15-672-000 | N |  | N |  |  | Public Service Co of Colorado | 15466 | CO | 13.2
59652 | Adams Community Solar Garden III LLC | 59850 | Adams Community Solar Garden III LLC | 5011 1/2 Imboden Rd | Watkins | CO | 80137 | Adams | 39.7867 | -104.5877 | WECC | PSCO | Public Service Company of Colorado |  | 22 | NR | 2 | IPP Non-CHP |  | N |  | Y | 15-675-000 | N |  | N |  |  | Public Service Co of Colorado | 15466 | CO | 13.2
59633 | Great Bay Solar I LLC | 59851 | Great Bay Solar 1 | Corner of Old Princess Anne Rd | Princess Anne | MD | 21853 | Somerset | 38.1689 | -75.6975 | RFC | PJM | PJM Interconnection, LLC |  | 22 | NR | 2 | IPP Non-CHP |  | N |  | N |  | N |  | N |  |  | Delmarva Power | 5027 | MD | 138
59634 | North Star Solar PV LLC | 59852 | North Star Solar Project | intersection of 367th St and K | North Branch | MN | 55056 | Chisago | 45.47 | -92.91 | MRO | MISO | Midcontinent Independent Transmission System Operator, Inc.. |  | 22 | NR | 2 | IPP Non-CHP | X | N |  | N |  | N |  | N |  |  | Northern States Power Co - Minnesota | 13781 | MN | 115
9324 | Indiana Michigan Power Co | 59853 | Watervliet PV | 9319 Red Arrow Highway | Watervliet | MI | 49098 | Berrien | 42.19 | -86.23 | RFC | PJM | PJM Interconnection, LLC |  | 22 | RE | 1 | Electric Utility |  | N |  | N |  | N |  | N |  |  | Indiana Michigan Power Co | 9324 | MI | 12.47
9324 | Indiana Michigan Power Co | 59854 | OlivePV | 32006 US 20 | New Carlisle | IN | 46552 | St Joseph | 41.7 | -86.49 | RFC | PJM | PJM Interconnection, LLC |  | 22 | RE | 1 | Electric Utility |  | N |  | N |  | N |  |  |  |  | Indiana Michigan Power Co | 9324 | IN | 12.47
9324 | Indiana Michigan Power Co | 59855 | Deer Creek PV | 4566 S. Lincoln Blvd | Marion | IN | 46953 | Grant | 40.51 | -85.64 | RFC | PJM | PJM Interconnection, LLC |  | 22 | RE | 1 | Electric Utility |  | N |  | N |  | N |  |  |  |  | Indiana Michigan Power Co | 9324 | IN | 12.47
59637 | SolNCPower6, LLC | 59856 | SoINCPower6, LLC | 1401 U.S. 158 | Sunbury | NC | 27979 | Gates | 36.443 | -76.581 | SERC | PJM | PJM Interconnection, LLC |  | 22 | NR | 2 | IPP Non-CHP | N | N |  | Y | 14-766-001 | N |  | N |  |  | Virginia Electric & Power Co | 19876 | NC | 34.5
59638 | SolNCPower5, LLC | 59857 | SoINCPower5, LLC | 662 W. Battleboro Avenue | Battleboro | NC | 27809 | Nash | 36.0528 | -77.7625 | SERC | PJM | PJM Interconnection, LLC |  | 22 | NR | 2 | IPP Non-CHP | N | N |  | Y | 15-217-000 | N |  | N |  |  | Virginia Electric & Power Co | 19876 | NC | 34.5
59209 | Half Moon Ventures, LLC | 59858 | Johnston Solar | 101 Peck Hill Road | Town of Johnston | RI | 2919 | Providence | 41.8009 | -71.5595 | NPCC | ISNE | ISO New England Inc. |  | 22 | NR | 2 | IPP Non-CHP |  | N |  | N |  | N |  | N |  |  | The Narragansett Electric Co | 13214 | RI | 12.47
59646 | Summit Texas Clean Energy | 59859 | Texas Clean Energy Project | 401 North FM 1601 | Penwell | TX | 79776 | Ector | 31.7529 | -102.5938 | TRE | ERCO | Electric Reliability Council of Texas, Inc. | Capitan Reef Complex | 22 | NR | 2 | IPP Non-CHP |  | N |  | N |  | N |  | N | X |  | Oncor Electric Delivery Company LLC | 44372 | TX | 138 |  |  | ONEOk Westex Transmission
59636 | HP Hood LLC | 59860 | HP Hood CT | 160 Hood Way | Winchester | VA | 22602 | Frederick | 39.1325 | -78.1875 | RFC | PJM | PJM Interconnection, LLC |  | 311 | NR | 7 | Industrial CHP |  | N |  | Y | QF15-828-000 | N |  | N |  |  | Shenandoah Valley Elec Coop | 17066 | VA | 12.47 |  |  | Washington Gas
9324 | Indiana Michigan Power Co | 59861 | Twin Branch PV | 55891 Currant Road | Mishawaka | IN | 46545 | St Joseph | 41.69 | -86.12 | RFC | PJM | PJM Interconnection, LLC |  | 22 | RE | 1 | Electric Utility | N | N |  | N |  | N |  | N |  |  | Indiana Michigan Power Co | 9324 | IN | 12.47
7140 | Georgia Power Co | 59862 | Fort Benning Solar Facility | 101st Airborne Division Road | Fort Benning | GA | 31905 | Chattahoochee | 32.3524 | -84.9688 | SERC | SOCO | Southern Company Services, Inc. - Trans |  | 22 | RE | 1 | Electric Utility | N | N |  | N |  | N |  | N |  |  | Georgia Power Co | 7140 | GA | 34.5
7140 | Georgia Power Co | 59863 | Fort Gordon Solar Facility | 1000 Mirror Lake Road | Fort Gordon | GA | 30905 | Richmond | 33.3866 | -82.1401 | SERC | SOCO | Southern Company Services, Inc. - Trans |  | 22 | RE | 1 | Electric Utility | N | N |  | N |  | N |  | N |  |  | Georgia Power Co | 7140 | GA | 115
7140 | Georgia Power Co | 59864 | King's Bay Solar Facility | 1063 USS Tennesse Avenue | Kings Bay Base | GA | 31547 | Camden | 30.8349 | -81.5636 | SERC | SOCO | Southern Company Services, Inc. - Trans |  | 22 | RE | 1 | Electric Utility | N | N |  | N |  | N |  |  |  |  | Georgia Power Co | 7140 | GA | 230
7140 | Georgia Power Co | 59865 | Fort Stewart Solar Facility | 1318 Fort Stewart Road 47 | Fort Stewart | GA | 31314 | Liberty | 31.9047 | -81.5954 | SERC | SOCO | Southern Company Services, Inc. - Trans |  | 22 | RE | 1 | Electric Utility | N | N |  | N |  | N |  | N |  |  | Georgia Power Co | 7140 | GA | 115
59653 | Palmer Solar LLC | 59866 | Palmer Solar LLC | 105 North St | Palmer | MA | 1080 | Hampden | 42.1872 | -72.3656 | NPCC | ISNE | ISO New England Inc. |  | 22 | NR | 2 | IPP Non-CHP | N | N |  | Y | QF 15-434-000 | N |  | N |  |  | Massachusetts Electric Co | 11804 | MA | 8.3
59648 | Lockheed Martin Solar System | 59867 | Lockheed Martin Solar System | 3655 Tampa Road | Oldsmar | FL | 34677 | Pinellas | 28.0479 | -82.6853 | FRCC | FPC | Progress Energy Florida |  | 22 | NR | 2 | IPP Non-CHP | X | N |  | N |  | N |  | N |  |  | Duke Energy Florida, Inc | 6455 | FL | 12.47
59745 | First Solar Asset Management | 59868 | Kingbird A Solar LLC | 501 170th Street W | Rosamond | CA | 93560 | Kern | 34.819 | -118.432 | WECC | CISO | California Independent System Operator |  | 22 | NR | 2 | IPP Non-CHP | N | N |  | N |  | N |  | N | X |  | Southern California Edison Co | 17609 | CA | 230
56615 | First Solar Project Development | 59869 | Aiya Solar Project | Int. of Reservation Rd & NV168 | Moapa | NV | 89025 | Clark | 36.685 | -114.646 | WECC | NEVP | Nevada Power Company | n/a | 22 | NR | 2 | IPP Non-CHP | N | N |  | N |  | N |  | N | X |  | Nevada Power Co | 13407 | NV | 230 |  |  | n/a
56615 | First Solar Project Development | 59870 | Little Bear Solar 1, LLC | 35201 W California Avenue | Mendota | CA | 93640 | Fresno | 36.716 | -120.415 | WECC | CISO | California Independent System Operator |  | 22 | NR | 2 | IPP Non-CHP | N | N |  | N |  | N |  | N | X |  | Pacific Gas & Electric Co | 14328 | CA | 115
56615 | First Solar Project Development | 59871 | Desert Quartzite | 18th Avenue and Mesa Dr | Blythe | CA | 92225 | Riverside | 33.565 | -114.753 | WECC | CISO | California Independent System Operator | n/a | 22 | NR | 2 | IPP Non-CHP | N | N |  | N |  | N |  | N | X |  | Southern California Edison Co | 17609 | CA | 230
59660 | Solar Star California XXXII, LLC | 59872 | UC Davis South Campus | South Interstate 80 and Old Da | Davis | CA | 95616 | Yolo | 38.55 | -121.75 | WECC | CISO | California Independent System Operator |  | 92 | NR | 4 | Commercial Non-CHP | N | N |  | N |  | N |  |  |  |  | Pacific Gas & Electric Co | 14328 | CA | 13
59654 | Lowell Solar Landfill LLC | 59873 | Lowell Solar Landfill | 1260 Westford St | Lowell | MA | 1851 | Middlesex | 42.6265 | -71.3579 | NPCC | ISNE | ISO New England Inc. |  | 22 | NR | 2 | IPP Non-CHP | N | N |  | N |  | N |  | N |  |  | National Grid Generation, LLC | 26751 |  | 13.2
58468 | Dominion Renewable Energy | 59874 | Richland Solar Center | Old Richland Church Road | Jeffersonville | GA | 31044 | Twiggs | 32.638 | -83.3789 | SERC | SEPA | Southeastern Power Administration |  | 22 | NR | 2 | IPP Non-CHP |  | N |  | Y | 14-194-003 | N |  | N |  |  | Georgia Transmission Corp | 7197 | GA | 12.47
59973 | Marshall Solar Energy Project | 59875 | Marshall Solar Energy Project | N/A | Marshall | MN | 56258 | Lyon | 44.4753 | -95.669 | MRO | MISO | Midcontinent Independent Transmission System Operator, Inc.. |  | 22 | NR | 2 | IPP Non-CHP | N | N |  | N |  | N |  | N |  |  | Northern States Power Co - Minnesota | 13781 | MN | 115
7140 | Georgia Power Co | 59876 | Marine Corps Logistics Base Solar Facility | Not Available | Albany | GA | 31704 | Dougherty | 31.5607 | -84.0933 | SERC | SOCO | Southern Company Services, Inc. - Trans |  | 22 | RE | 1 | Electric Utility | N | N |  | N |  | N |  | N |  |  | Georgia Power Co | 7140 | GA | 115
59662 | Riverside Fuel Cell, LLC | 59877 | Riverside RWQCP Fuel Cell | 5950 Acorn Street | Riverside | CA | 92504 | Riverside | 33.9617 | -117.4559 | WECC | CISO | California Independent System Operator |  | 22132 | NR | 5 | Commercial CHP |  | Y | 15-978-000 | N |  | N |  | N | X |  | City of Riverside - (CA) | 16088 | CA | 12.47 |  |  | SoCal Gas
56615 | First Solar Project Development | 59878 | Windhub Solar A LLC | N/A | Mojave | CA | 93501 | Kern | 35.0199 | -118.2879 | WECC | CISO | California Independent System Operator |  | 22 | NR | 2 | IPP Non-CHP | N | N |  | N |  | N |  | N | X |  | Southern California Edison Co | 17609 | CA | 66
56615 | First Solar Project Development | 59879 | North Rosamond Solar LLC | 13901 Rosamond Blvd | Rosamond | CA | 93560 | Kern | 34.862 | -118.38 | WECC | CISO | California Independent System Operator |  | 22 | NR | 2 | IPP Non-CHP | N | N |  | N |  | N |  | N | X |  | Southern California Edison Co | 17609 | CA | 230
59474 | BQ Energy LLC | 59880 | Kings Park Solar I | 400 Old Northport Road | Kings Park | NY | 11754 | Suffolk | 40.8683 | -73.2493 | NPCC | NYIS | New York Independent System Operator |  | 22 | NR | 2 | IPP Non-CHP |  | N |  | N |  | N |  | N |  |  | Long Island Power Authority | 11171 | NY | 13.2
59474 | BQ Energy LLC | 59881 | Kings Park Solar II | 400 Old Northport Road | Kings Park | NY | 11754 | Suffolk | 40.8683 | -73.2493 | NPCC | NYIS | New York Independent System Operator |  | 22 | NR | 2 | IPP Non-CHP |  | N |  | N |  | N |  | N |  |  | Long Island Power Authority | 11171 | NY | 13.2
6035 | Exelon Power | 59882 | Exelon West Medway II LLC | 9 Summer St | Medway | MA | 2053 | Norfolk | 42.1372 | -71.4447 | NPCC | ISNE | ISO New England Inc. |  | 22 | NR | 2 | IPP Non-CHP |  | N |  | N |  | Y | 98-42-000 |  |  |  | NSTAR Electric Company | 54913 | MA | 115 |  |  | Algonquin Gas Transmission Pipeline
56694 | Thermo No 1 BE 01 LLC | 59883 | Thermo Solar PV-01 | 7966 W Southside Rd | Milford | UT | 84751 | Beaver | 38.1603 | -113.1948 | WECC | PACE | PacifiCorp - East |  | 22 | NR | 2 | IPP Non-CHP |  | N |  | Y | 15-876-000 | N |  | N |  |  | PacifiCorp | 14354 | UT | 24.9
59667 | NAVFAC Midlant PWD Great Lakes | 59884 | Great Lakes Central Power Plant | 2530 Ziegermeier St Building 1 | Great Lakes | IL | 60088 | Lake | 42.31 | -87.83 | RFC | PJM | PJM Interconnection, LLC | Great Lakes | 22 | NR | 3 | IPP CHP |  | N |  | N |  | N | [7 empty] | 12.47 |  |  | Natural Gas Pipeline Company of America
56615 | First Solar Project Development | 59885 | Little Bear Solar 2, LLC | W California Ave and S Ohio Av | Mendota | CA | 93640 | Fresno | 36.716 | -120.41 | WECC | CISO | California Independent System Operator |  | 22 | NR | 2 | IPP Non-CHP | N | N |  | N |  | N |  | N | X |  | Pacific Gas & Electric Co | 14328 | CA | 115
59365 | Capital Power Corporation | 59887 | Beaufort Solar, LLC | 7840 US Hwy 17s | Chocowinity | NC | 27817 | Beaufort | 35.456 | -77.134 | SERC | CPLE | Progress Energy Carolinas - EAST |  | 22 | NR | 2 | IPP Non-CHP |  | N |  | Y | 13-346-001; 13-346-000 | N |  | N | X |  | Duke Energy Progress - (NC) | 3046 | NC | 23
59365 | Capital Power Corporation | 59888 | CP Bloom Wind LLC | 12899 116 Road | Minneola | KS | 67865 | Ford | 37.4863 | -99.9247 | SPP | SWPP | Southwest Power Pool |  | 22 | NR | 2 | IPP Non-CHP |  | N |  | N |  | N |  | N | X |  | ITC Great Plains | 56526 | KS | 345
59365 | Capital Power Corporation | 59890 | Poplars Ranch Solar LLC | 59234 Fort Rock Rd | Silver Lake | OR | 97638 | Lake | 43.2682 | -120.9136 | WECC | BPAT | Bonneville Power Administration |  | 22 | NR | 2 | IPP Non-CHP |  | N |  | N |  | N |  | N | X |  | Bonneville Power Administration | 1738 | OR | 115
17650 | Southern Power Co | 59891 | Butler Solar Farm 20 | 1023 West Fall Line Freeway | Butler | GA | 31006 | Taylor | 32.5755 | -84.3165 | FRCC | SOCO | Southern Company Services, Inc. - Trans |  | 22 | NR | 2 | IPP Non-CHP | N | N |  | N |  | N |  |  |  |  | Georgia Power Co | 7140 | GA | 46
59365 | Capital Power Corporation | 59892 | Hopeful Solar LLC | Mt. Olive Road and Colonial Ro | Camilla | GA | 31370 | Mitchell | 31.1263 | -84.3974 | SERC | SOCO | Southern Company Services, Inc. - Trans |  | 22 | NR | 2 | IPP Non-CHP |  | N |  | N |  | N |  | N | X |  | Mitchell Electric Member Corp | 12706 | GA | 25
17650 | Southern Power Co | 59894 | Pawpaw Solar Plant | 175 Industrial Road | Butler | GA | 31006 | Taylor | 32.5729 | -84.2568 | SERC | SOCO | Southern Company Services, Inc. - Trans |  | 22 | NR | 2 | IPP Non-CHP |  | N |  | N |  | N |  |  |  |  | Georgia Power Co | 7140 | GA | 46
59669 | Louisburg Solar LLC | 59895 | Louisburg Solar | 151 Firetower Road | Louisburg | NC | 27549 | Franklin | 36.098 | -78.173 | SERC | CPLE | Progress Energy Carolinas - EAST |  | 22 | NR | 2 | IPP Non-CHP |  | N |  | Y | 15-127-000 | N |  | N |  |  | Duke Energy Progress - (NC) | 3046 | NC | 23
17650 | Southern Power Co | 59896 | Butler Solar Project 103 | 765 West Fall Line Freeway | Butler | GA | 31006 | Taylor | 32.5619 | -84.2758 | SERC | SOCO | Southern Company Services, Inc. - Trans |  | 22 | NR | 2 | IPP Non-CHP | N | N |  | N |  | N |  | N |  |  | Georgia Power Co | 7140 | GA | 230
17650 | Southern Power Co | 59897 | Taylor County Solar | 764 West Fall Line Freeway | Butler | GA | 31006 | Taylor | 32.5831 | -84.2972 | SERC | SOCO | Southern Company Services, Inc. - Trans |  | 22 | NR | 2 | IPP Non-CHP |  | N |  | N |  | N |  | N |  |  | Georgia Power Co | 7140 | GA | 230
59672 | SunEnergy1-Scotland Neck, LLC | 59898 | SunEnergy1-Scotland Neck, LLC | 34910 Highway 903 | Scotland Neck | NC | 27874 | Halifax | 36.125 | -77.4091 | SERC | PJM | PJM Interconnection, LLC |  | 22 | NR | 2 | IPP Non-CHP | X | N |  | Y | 14-61-000 | N |  | N |  |  | Town of Scotland Neck - (NC) | 16788 | NC | 12.5
59673 | Choco Solar LLC | 59899 | Choco Solar, LLC | 4598 US Highway 17 South | Chocowinity | NC | 27817 | Beaufort | 35.482 | -77.1131 | SERC | CPLE | Progress Energy Carolinas - EAST |  | 22 | NR | 2 | IPP Non-CHP |  | N |  | Y | 14-546-000 | N |  | N |  |  | Duke Energy Progress - (NC) | 3046 | NC | 22.9
56769 | Consolidated Edison Development Inc. | 59900 | Corcoran Solar 3 | 7094 Nevada Avenue | Corcoran | CA | 93212 | Kings | 36.1504 | -119.5854 | WECC | CISO | California Independent System Operator |  | 22 | NR | 2 | IPP Non-CHP |  | N |  | N |  | N |  | N |  |  | Pacific Gas & Electric Co | 14328 | CA | 115
59674 | Albertson Solar LLC | 59901 | Albertson Solar LLC | 141 Coysmith Road | Chocowinity | NC | 28508 | Duplin | 35.093 | -77.8127 | SERC | CPLE | Progress Energy Carolinas - EAST |  | 22 | NR | 2 | IPP Non-CHP |  | N |  | Y | QF 14-637-000 | N |  | N |  |  | Duke Energy Progress - (NC) | 3046 | NC | 34.5
59365 | Capital Power Corporation | 59902 | Cardinal Point LLC | Co Rd 9 and E 800th St | Sciota | IL | 61475 | McDonough | 40.5886 | -90.7518 | MRO | MISO | Midcontinent Independent Transmission System Operator, Inc.. |  | 22 | NR | 2 | IPP Non-CHP |  | N |  | N |  | N |  | N | X |  | Ameren Illinois Company | 56697 | IL | 138
59365 | Capital Power Corporation | 59903 | New Frontier Wind | Co Rd 41 and Co Rd 53 | Ruso | ND | 58778 | McHenry | 47.8615 | -100.9477 | MRO | MISO | Midcontinent Independent Transmission System Operator, Inc.. |  | 22 | NR | 2 | IPP Non-CHP |  | N |  | N |  | N |  | N | X |  | Great River Energy | 7570 |  | 115
19876 | Virginia Electric & Power Co | 59904 | Western Branch High School | 1968 Bruin Place | Chesapeake | VA | 23321 | Chesapeake City | 36.8481 | -76.4071 | SERC | PJM | PJM Interconnection, LLC |  | 22 | RE | 1 | Electric Utility |  | N |  | N |  | N |  | N |  |  | Virginia Electric & Power Co | 19876 | VA | 34.5
19876 | Virginia Electric & Power Co | 59905 | Merck | 2778 SE Side Highway | Elkton | VA | 22827 | Rockingham | 38.3832 | -78.6437 | SERC | PJM | PJM Interconnection, LLC |  | 22 | RE | 1 | Electric Utility |  | N |  | N |  | N |  | N |  |  | Virginia Electric & Power Co | 19876 | VA | 34.5
59675 | Moxie Freedom LLC | 59906 | Moxie Freedom Generation Plant | 235 Mingle Inn Road | Salem Township | PA | 18603 | Luzerne | 41.1131 | -76.1581 | RFC | PJM | PJM Interconnection, LLC |  | 22 | NR | 2 | IPP Non-CHP |  | N |  | N |  | N |  | N | X |  | PPL Electric Utilities Corp | 14715 | PA | 500 |  |  | Leidy Line
59365 | Capital Power Corporation | 59907 | Black Fork Wind Energy Project | Intersection of German Road an | Crestline | OH | 44827 | Crawford | 40.8546 | -82.7612 | RFC | PJM | PJM Interconnection, LLC |  | 22 | NR | 2 | IPP Non-CHP |  | N |  | N |  | N |  | N |  |  | Ohio Power Co | 14006 | OH | 138
59668 | Mount Olive Solar LLC | 59908 | Mount Olive Solar | 523 Lees Country Club Road | Mount Olive | NC | 28365 | Wayne | 35.18 | -78.098 | SERC | CPLE | Progress Energy Carolinas - EAST |  | 22 | NR | 2 | IPP Non-CHP |  | N |  | Y | 12-502-000 | N |  | N |  |  | Duke Energy Progress - (NC) | 3046 | NC | 23
59677 | Middlesex Energy Center LLC | 59909 | Middlesex Energy Center LLC | TBD | Sayreville | NJ | 8872 | Middlesex | 40.446 | -74.356 | RFC | PJM | PJM Interconnection, LLC | Municipality | 22 | NR | 2 | IPP Non-CHP |  | N |  | N |  | N |  | N |  |  | Jersey Central Power & Lt Co | 9726 | NJ | 230 |  |  | TBD
59678 | KDC Solar PR1, LLC | 59910 | KDC Solar PR1, LLC | 1 Six Flags Boulevard | Jackson | NJ | 8527 | Ocean | 40.1367 | -74.4397 | RFC | PJM | PJM Interconnection, LLC |  | 22 | NR | 2 | IPP Non-CHP |  | N |  | N |  | N |  | N |  |  | Jersey Central Power & Lt Co | 9726 | NJ | 38
19876 | Virginia Electric & Power Co | 59911 | Philip Morris | 4100 Bermuda Hundred Road | Chester | VA | 23836 | Chesterfield | 37.3418 | -77.287 | SERC | PJM | PJM Interconnection, LLC |  | 22 | RE | 1 | Electric Utility |  | N |  | N |  | N |  | N |  |  | Virginia Electric & Power Co | 19876 | VA | 13.2
58695 | Coronal Development Services | 59912 | Freemont Solar Center LLC | 857 NC Hwy 16 | Stanley | NC | 28164 | Lincoln | 35.4276 | -80.9972 | SERC | DUK | Duke Energy Carolinas |  | 22 | NR | 2 | IPP Non-CHP |  | N |  | Y | 15-256-000 | N |  | N |  |  | Duke Energy Carolinas, LLC | 5416 | NC | 12
19876 | Virginia Electric & Power Co | 59913 | Greensville County Power Station | Rogers Road | Emporia | VA | 23847 | Greensville | 36.7182 | -77.6496 | SERC | PJM | PJM Interconnection, LLC | Municipality | 22 | RE | 1 | Electric Utility |  | N |  | N |  | N |  | N |  |  | Virginia Electric & Power Co | 19876 | VA | 500 |  |  | Transco Virginia Southside Expansion Pipeline
59462 | Heelstone Energy Holdings, LLC | 59914 | Crestwood Solar Center LLC | 3575 Smithwood Dr | Oxford | NC | 27565 | Granville | 36.3535 | -78.5842 | SERC | CPLE | Progress Energy Carolinas - EAST |  | 22 | NR | 2 | IPP Non-CHP |  | N |  | Y | 14-38-000 | N |  | N |  |  | Duke Energy Progress - (NC) | 3046 | NC | 23
56769 | Consolidated Edison Development Inc. | 59915 | Oro Loma | TBD | Oro Loma | CA | 93622 | Fresno | 36.8768 | -120.6676 | WECC | CISO | California Independent System Operator |  | 22 | NR | 2 | IPP Non-CHP |  | N |  | N |  | N |  | N |  |  | Pacific Gas & Electric Co | 14328 | CA | 12.47
59139 | SunEdison LLC | 59916 | SunE- E Philadelphia Ontario | 5491 E Philadelphia Ave | Ontario | CA | 91761 | San Bernardino | 34.0353 | -117.5341 | WECC | CISO | California Independent System Operator |  | 22 | NR | 2 | IPP Non-CHP |  | N |  | N |  | N |  | N |  |  | Southern California Edison Co | 17609 | CA | 12
59682 | Pollocksville Solar LLC | 59917 | Pollocksville Solar | 8921 Hwy 17 | Pollocksville | NC | 28573 | Jones | 34.998 | -77.219 | SERC | CPLE | Progress Energy Carolinas - EAST |  | 22 | NR | 2 | IPP Non-CHP |  | N |  | Y | 14-770-000 | N |  |  |  |  | Duke Energy Progress - (NC) | 3046 | NC | 23
59683 | Rockwood Energy Center LLC | 59918 | Rockwood Energy Center LLC | Intersection of County Road 31 | Garwood | TX | 77442 | Colorado | 29.485 | -96.4786 | TRE | ERCO | Electric Reliability Council of Texas, Inc. |  | 22 | NR | 2 | IPP Non-CHP |  | N |  | N |  | N |  |  |  |  | Austin Energy | 1015 | TX | 345 |  |  | Unknown
13407 | Nevada Power Co | 59919 | Nellis Solar PV II | Kinley Drive | North Las Vegas | NV | 89191 | Clark | 36.2067 | -115.0477 | WECC | NEVP | Nevada Power Company |  | 22 | RE | 1 | Electric Utility |  | N |  | N |  | N |  |  |  |  | Nevada Power Co | 13407 | NV | 12.4
59681 | Smithfield Solar LLC | 59920 | Smithfield Solar LLC | 2110 US Hwy Business 70 | Smithfield | NC | 27577 | Johnston | 35.545 | -78.374 | SERC | CPLE | Progress Energy Carolinas - EAST |  | 22 | NR | 2 | IPP Non-CHP |  | N |  | Y | 14-774-000 | N |  | N |  |  | Duke Energy Progress - (NC) | 3046 | NC | 23
59680 | Lillington Solar LLC | 59921 | Lillington Solar | US Hwy 401 | Lillington | NC | 27546 | Harnett | 35.368 | -78.801 | SERC | CPLE | Progress Energy Carolinas - EAST |  | 22 | NR | 2 | IPP Non-CHP |  | N |  | Y | 14-773-000 | N |  | N |  |  | Duke Energy Progress - (NC) | 3046 | NC | 23
59685 | AstraZeneca Pharmaceuticals LP | 59922 | South Campus Solar | 880 Powder Mill Road | Wilmington | DE | 19803 | New Castle | 39.7815 | -75.5484 | RFC | PJM | PJM Interconnection, LLC |  | 55 | NR | 4 | Commercial Non-CHP | Y | N |  | N |  | N |  |  |  |  | Delmarva Power | 5027 | DE | 34.5
59686 | Coronado Power Ventures LLC | 59923 | Pinecrest Energy Center | 1002 East Park Avenue | Lufkin | TX | 75901 | Angelina | 31.3609 | -94.6945 | TRE | ERCO | Electric Reliability Council of Texas, Inc. | Municipality | 22 | NR | 2 | IPP Non-CHP |  | N |  | N |  | N |  | N |  |  | Oncor Electric Delivery Company LLC | 44372 | TX | 345 |  |  | To be determined
59686 | Coronado Power Ventures LLC | 59924 | La Paloma Energy Center | 24684 FM 1595 | Harlingen | TX | 78550 | Cameron | 26.2164 | -97.6281 | TRE | ERCO | Electric Reliability Council of Texas, Inc. |  | 22 | NR | 2 | IPP Non-CHP |  | N |  | N |  | N |  | N |  |  | AEP Texas Central Company | 3278 | TX | 345 |  |  | To be determined
59687 | AltaGas Sonoran Energy Inc | 59925 | Sonoran Energy Project | 15560 West Hobsonway | Blythe | CA | 92225 | Riverside | 33.6133 | -114.6887 | WECC | CISO | California Independent System Operator | Wells | 22 | NR | 2 | IPP Non-CHP |  | N |  | N |  | N |  | N | X |  | WAPA-- Western Area Power Administration | 27000 | CA |  | 161 |  | Southern California Gas Company
20910 | Wolverine Power Supply Coop | 59926 | Alpine Power Plant | 7432 M-32 | Elmira | MI | 49730 | Otsego | 45.0637 | -84.8253 | RFC | MISO | Midcontinent Independent Transmission System Operator, Inc.. |  | 22 | RE | 1 | Electric Utility |  | N |  | N |  | N |  |  |  |  | ITC Transmission | 56068 |  | 138 |  |  | TransCanada - Alpine Meter Station
58871 | Citizens Enterprises Corporation | 59927 | Hunt Road Solar | S Hunt Road | Amesbury | MA | 1913 | Essex | 42.8298 | -70.9602 | NPCC | ISNE | ISO New England Inc. |  | 22 | NR | 2 | IPP Non-CHP |  | N |  | N |  | N |  |  |  |  | Massachusetts Electric Co | 11804 | MA | 13.2
59690 | Vance Solar Farm LLC | 59928 | Vance Solar Farm, LLC | 5501 Raleigh Road | Kittrell | NC | 27544 | Vance | 36.2585 | -78.412 | SERC | DUK | Duke Energy Carolinas |  | 22 | NR | 2 | IPP Non-CHP |  | N |  | Y | 15368000 | N |  | N |  |  | Duke Energy Carolinas, LLC | 5416 | NC | 22.86
59693 | Cline Solar Farm LLC | 59929 | Cline Solar Farm, LLC | Cline Park Drive | Hildebran | NC | 28637 | Burke | 35.72 | -81.417 | SERC | DUK | Duke Energy Carolinas |  | 22 | NR | 2 | IPP Non-CHP |  | N |  | Y | 15369000 | N |  | N |  |  | Duke Energy Carolinas, LLC | 5416 | NC | 22.86
59694 | BG Stewart Solar Farm LLC | 59930 | BG Stewart Solar Farm, LLC | 1514 Old Highway 74 | Marshville | NC | 28103 | Union | 34.9705 | -80.3896 | SERC | DUK | Duke Energy Carolinas |  | 22 | NR | 2 | IPP Non-CHP |  | N |  | Y | 14209001 | N |  | N |  |  | Duke Energy Carolinas, LLC | 5416 | NC | 22.86
59688 | FCPC Renewable Generation, LLC | 59931 | FCPC Renewable Generation | 2011 W Potawatomi Circle | Milwaukee | WI | 53233 | Milwaukee | 43.03 | -87.9409 | RFC | MISO | Midcontinent Independent Transmission System Operator, Inc.. |  | 22 | NR | 3 | IPP CHP |  | N |  | N |  | N |  | N |  |  | Wisconsin Electric Power Co | 20847 | WI | 4.8
59695 | SunE Solar XVII Project 3, LLC | 59932 | Fiddler's Canyon 3 | 7763 West Younger Road | Cedar City | UT | 84720 | Iron | 37.7313 | -113.2166 | WECC | PACE | PacifiCorp - East |  | 22 | NR | 2 | IPP Non-CHP |  | N |  | Y | 15-477-00 | N |  | N |  |  | PacifiCorp | 14354 | UT | 12.47
59696 | Soluga Farms IV | 59934 | Soluga Farms IV | Dunn Road | Godwin | NC | 28334 | Cumberland | 35.2187 | -78.6695 | SERC | SEPA | Southeastern Power Administration |  | 22 | NR | 2 | IPP Non-CHP |  | N |  | Y | 14-492-000 | N |  | N |  |  | Duke Energy Progress - (NC) | 3046 | NC | 23
56615 | First Solar Project Development | 59935 | Snow Mountain Solar, LLC | TBD | Clark County | NV | 89124 | Clark | 36.3425 | -115.3581 | WECC |  |  |  | 22 | NR | 2 | IPP Non-CHP |  | N |  | N |  | N |  |  |  |  | Nevada Power Co | 13407 | NV | 230 | 138
59691 | Meadowbrook Solar Farm LLC | 59936 | Meadowbrook Solar Farm | Troxler Road | Rockwell | NC | 28138 | Rowan | 35.5554 | -80.3859 | SERC | DUK | Duke Energy Carolinas |  | 22 | NR | 2 | IPP Non-CHP |  | N |  | Y | 14-760-00 | N |  |  |  |  | Duke Energy Carolinas, LLC | 5416 | NC | 22.86
59692 | Coats Solar Farm LLC | 59937 | Coats Solar Farm, LLC | 3099 NC 27 E | Coats | NC | 27521 | Harnett | 35.4145 | -78.6906 | SERC | DUK | Duke Energy Carolinas |  | 22 | NR | 2 | IPP Non-CHP |  | N |  | Y | 15-416-000 | N |  |  |  |  | Duke Energy Carolinas, LLC | 5416 | NC | 22.86
59698 | Sky Global Power One Pledgor, LLC | 59938 | Sky Global Power One | 3217 US 90A Hwy | Rock Island | TX | 77470 | Colorado | 29.5503 | -96.5378 | TRE | ERCO | Electric Reliability Council of Texas, Inc. |  | 22 | NR | 2 | IPP Non-CHP |  | N |  | N |  | N |  |  |  |  | San Bernard Electric Coop, Inc | 16638 | TX |  |  |  | Kinder Morgan
17650 | Southern Power Co | 59939 | RE Tranquillity | 9810 S Ohio Avenue | Cantua Creek | CA | 93608 | Fresno | 36.5814 | -120.4045 | WECC | CISO | California Independent System Operator |  | 22 | NR | 2 | IPP Non-CHP |  | N |  | N |  | Y | EG 15-41-000 |  |  |  | Pacific Gas & Electric Co | 14328 | CA | 230
59701 | RE Tranquillity 8 LLC | 59940 | RE Tranquility 8 | TBD | Cantua Creek | CA | 93608 | Fresno | 36.5812 | -120.3796 | WECC | CISO | California Independent System Operator |  | 22 | NR | 2 | IPP Non-CHP |  | N |  | N |  | N |  |  |  |  | Pacific Gas & Electric Co | 14328 | CA | 230
58468 | Dominion Renewable Energy | 59941 | Iron Springs Solar | 2431 North 4500 West | Cedar City | UT | 84720 | Iron | 37.7212 | -113.1516 | WECC | PACE | PacifiCorp - East |  | 22 | NR | 2 | IPP Non-CHP |  | N |  | Y | QF 15-956-000 | N |  |  |  |  | PacifiCorp | 14354 | UT | 138
59613 | BayWa r.e. Solar Projects LLC | 59942 | Morgan Lancaster 1 | 2551 E Avenue L | Lancaster | CA | 93535 | Los Angeles | 34.6608 | -118.0836 | WECC | CISO | California Independent System Operator |  | 22 | NR | 2 | IPP Non-CHP |  | N |  | Y | 15-958 | N |  |  |  |  | Southern California Edison Co | 17609 | CA | 0.48
59706 | Rattlesnake Den | 59943 | Rattlesnake Den | 151 CR170 | Garden City | TX | 79739 | Glasscock | 31.7432 | -101.4934 | TRE | ERCO | Electric Reliability Council of Texas, Inc. |  | 22 | NR | 2 | IPP Non-CHP | N | N |  | N |  | N |  | N | X |  | Wind Energy Transmission Texas LLC | 60066 |  | 345
59707 | Conetoe II Solar, LLC | 59944 | Conetoe II Solar, LLC | 189 Leigh Road | Conetoe | NC | 27819 | Edgecombe | 35.822 | -77.481 | SERC | PJM | PJM Interconnection, LLC |  | 22 | NR | 2 | IPP Non-CHP |  | N |  | Y | 14-493-000 | N |  |  |  |  | Virginia Electric & Power Co | 19876 | NC | 230
58468 | Dominion Renewable Energy | 59945 | Granite Mountain Solar West | 5755 North Iron Springs Road | Cedar City | UT | 84721 | Iron | 37.7989 | -113.322 | WECC | PACE | PacifiCorp - East |  | 22 | NR | 2 | IPP Non-CHP |  | N |  | Y | QF 15-955-000 | N |  |  |  |  | PacifiCorp | 14354 | UT | 138
58468 | Dominion Renewable Energy | 59946 | Granite Mountain Solar East | 4353 North Shooting Range Road | Cedar City | UT | 84721 | Iron | 37.7751 | -113.2264 | WECC | PACE | PacifiCorp - East |  | 22 | NR | 2 | IPP Non-CHP |  | N |  | Y | QF 15-954-000 | N |  |  |  |  | PacifiCorp | 14354 | UT | 138
59710 | SR Camden, LLC | 59947 | SR Camden | 14688 W. AR 274 Hwy | Camden | AR | 71701 | Calhoun | 33.6315 | -92.7036 | SERC | SPA | Southwestern Power Administration |  | 22 | NR | 2 | IPP Non-CHP |  | N |  | Y | 15-881-001 | N |  |  |  |  | Ouachita Electric Coop Corp | 14238 | AR | 13.2
59711 | Bakersfield 111 LLC | 59948 | Bakersfield 111 | 1217 E White Lane | Bakersfield | CA | 93307 | Kern | 35.3176 | -118.9899 | WECC | PACW | PacifiCorp - West |  | 22 | NR | 2 | IPP Non-CHP | N | N |  | N |  | N |  | N | X |  | Pacific Gas & Electric Co | 14328 | CA | 12
59712 | AES Tait LLC | 59949 | AES Warrior Run Energy Storage Project | 11600 Mexico Farms Road | Cumberland | MD | 21502 | Allegany | 39.5931 | -78.7453 | RFC | PJM | PJM Interconnection, LLC |  | 22 | NR | 2 | IPP Non-CHP |  | N |  | N |  | N |  | N |  |  | The Potomac Edison Company | 15263 | MD | 138
58477 | O2energies, Inc. | 59950 | Yadkinville Solar | Old US Highway 421 | Yadkinville | NC | 27055 | Yadkin | 36.1373 | -80.596 | SERC | DUK | Duke Energy Carolinas |  | 22 | NR | 2 | IPP Non-CHP |  | N |  | Y | 11-493-000 | N |  |  |  |  | Duke Energy Carolinas, LLC | 5416 | NC | 12.47
58477 | O2energies, Inc. | 59951 | Five Forks Solar | Robinson Ferry Road | Macon | NC | 27551 | Warren | 36.5155 | -78.0337 | RFC | PJM | PJM Interconnection, LLC |  | 22 | NR | 2 | IPP Non-CHP |  | N |  | Y | 11-493-000 | N |  | N |  |  | Duke Energy Carolinas, LLC | 5416 | NC | 115
59713 | Potrero Hills Energy Producers, LLC | 59952 | Potrero Hills Energy Producers | 3675 Potrero Hills Lane | Suisun City | CA | 94585 | Solano | 38.217 | -121.9795 | WECC | CISO | California Independent System Operator |  | 22 | NR | 2 | IPP Non-CHP |  | N |  | Y | 15-951-000 | N |  | N |  |  | Pacific Gas & Electric Co | 14328 | CA | 21
59714 | Antrim Wind Energy LLC | 59953 | Antrim Wind | TBD | Antrim | NH | 3801 | Hillsborough | 43.0643 | -72.0063 | NPCC | ISNE | ISO New England Inc. |  | 22 | NR | 2 | IPP Non-CHP |  | N |  | N |  | N |  | N |  |  | Public Service Co of NH | 15472 | NH | 115
6455 | Duke Energy Florida, Inc | 59954 | Osceola Solar Facility | Canoe Creek Rd | Kenansville | FL | 34739 | Osceola | 28.0581 | -81.2417 | FRCC | FPC | Progress Energy Florida |  | 22 | RE | 1 | Electric Utility |  | N |  | N |  | N |  |  |  |  | Duke Energy Florida, Inc | 6455 | FL | 12.47
59462 | Heelstone Energy Holdings, LLC | 59955 | Smithfield | 1900 Mallard Road | Smithfield | NC | 27577 | Johnston | 35.4883 | -78.3198 | SERC | CPLE | Progress Energy Carolinas - EAST |  | 22 | NR | 2 | IPP Non-CHP |  | N |  | Y | 13-55-001 | N |  |  |  |  | Town of Smithfield - (NC) | 17451 | NC | 23
59462 | Heelstone Energy Holdings, LLC | 59956 | ESA Selma | 339 Ricks Road | Selma | NC | 27576 | Johnston | 35.5262 | -78.2898 | SERC | CPLE | Progress Energy Carolinas - EAST |  | 22 | NR | 2 | IPP Non-CHP |  | N |  | Y | 13-54-000 | N |  |  |  |  | Town of Selma - (NC) | 16914 | NC | 12.47
49893 | Invenergy Services LLC | 59957 | Grand Ridge Battery Projects | 2191 East 25th Rd | Marseilles | IL | 61341 | LaSalle | 41.2269 | -88.6836 | RFC | PJM | PJM Interconnection, LLC |  | 22 | NR | 2 | IPP Non-CHP |  | N |  | N |  | N |  |  |  |  | Commonwealth Edison Co | 4110 | IL | 345
59716 | SunE DB24 LLC | 59958 | Milford 2 | 1075 S Grainmill Rd | Milford | UT | 84751 | Beaver | 38.3882 | -112.9908 | WECC | PACE | PacifiCorp - East |  | 22 | NR | 2 | IPP Non-CHP |  | N |  | Y | 15-480-000 | N |  |  |  |  | PacifiCorp | 14354 | UT | 12.47
59718 | West Chicago Battery Storage LLC | 59959 | Elwood Energy Storage Center | 777 Pilsen Road | West Chicago | IL | 60185 | DuPage | 41.8969 | -88.2227 | RFC | PJM | PJM Interconnection, LLC |  | 22 | NR | 2 | IPP Non-CHP |  | N |  | N |  | Y | 15-39-000 |  |  |  | Commonwealth Edison Co | 4110 | IL | 34.5
59717 | Joliet Battery Storage LLC | 59960 | Jake Energy Storage Center | 1251 Brandon Road | Joliet | IL | 60436 | Will | 41.4887 | -88.1088 | RFC | PJM | PJM Interconnection, LLC |  | 22 | NR | 2 | IPP Non-CHP |  | N |  | N |  | Y | 15-39-000 | N | X |  | Commonwealth Edison Co | 4110 | IL | 34.5
58661 | Sustainable Power Group, LLC | 59961 | Western Antelope Blue Sky B | Avenue G | Lancaster | CA | 93536 | Los Angeles | 34.7321 | -118.3136 | WECC | CISO | California Independent System Operator |  | 22 | NR | 2 | IPP Non-CHP |  | N |  | N |  | N |  |  |  |  | Southern California Edison Co | 17609 | CA | 220
58661 | Sustainable Power Group, LLC | 59962 | North Lancaster Ranch | 100th Street West and Avenue H | Lancaster | CA | 93536 | Los Angeles | 34.7195 | -118.313 | WECC | CISO | California Independent System Operator |  | 22 | NR | 2 | IPP Non-CHP |  | N |  | N |  | N |  |  |  |  | Southern California Edison Co | 17609 | CA | 220
58661 | Sustainable Power Group, LLC | 59963 | Central Antelope Dry Ranch C | 100th Street West and Avenue H | Lancaster | CA | 93536 | Los Angeles | 34.7205 | -118.3005 | WECC | CISO | California Independent System Operator |  | 22 | NR | 2 | IPP Non-CHP |  | N |  | N |  | N |  |  |  |  | Southern California Edison Co | 17609 | CA | 220
58661 | Sustainable Power Group, LLC | 59964 | Elevation Solar C | Avenue G | Lancaster | CA | 93536 | Los Angeles | 34.7303 | -118.3042 | WECC | CISO | California Independent System Operator |  | 22 | NR | 2 | IPP Non-CHP |  | N |  | N |  | N |  |  |  |  | Southern California Edison Co | 17609 | CA | 220
58661 | Sustainable Power Group, LLC | 59965 | Latigo Wind Park | 50 Val's Road | Monticello | UT | 84535 | San Juan | 37.8867 | -109.3684 | WECC | PACE | PacifiCorp - East |  | 22 | NR | 2 | IPP Non-CHP |  | N |  | N |  | N |  |  |  |  | PacifiCorp | 14354 | UT | 115
3046 | Duke Energy Progress - (NC) | 59966 | Camp Lejeune Solar | 80 Brewster Blvd | Camp Lejeune | NC | 28547 | Onslow | 34.7257 | -77.3503 | SERC | DUK | Duke Energy Carolinas |  | 22 | RE | 1 | Electric Utility |  | N |  | N |  | N |  |  |  |  | Duke Energy Progress - (NC) | 3046 | NC | 12.47
59724 | Pepperidge Farm, Inc.- Bloomfield | 59967 | Pepperidge Farm Bloomfield | 1414 Blue Hills Ave | Bloomfield | CT | 6002 | Hartford | 41.8693 | -72.7183 | NPCC | ISNE | ISO New England Inc. | Municipality | 311 | NR | 7 | Industrial CHP |  | N |  | N |  | N |  | N | [5 empty] | 13.8 |  |  | CT Natural Gas
15399 | Avangrid Renewables Inc | 59968 | Desert Wind Farm, LLC | 115 Foreman Road | Hertford | NC | 27944 | Perquimans | 36.31 | -76.42 | SERC |  |  |  | 22 | NR | 2 | IPP Non-CHP |  | N |  | N |  | N |  |  |  |  | Duke Energy Carolinas, LLC | 5416 | NC
56615 | First Solar Project Development | 59969 | Windhub Solar B, LLC |  | Mojave | CA | 93501 | Kern | 35.0133 | -118.2698 | WECC | CISO | California Independent System Operator |  | 22 | NR | 2 | IPP Non-CHP |  | N |  | N |  | N |  | N |  |  | Southern California Edison Co | 17609 | CA | 66
59725 | Ariel Solar, LLC | 59970 | Bloomsbury Solar, LLC | Bloomsbury Road | Manson | NC | 27553 | Warren | 36.432 | -78.272 | SERC | DUK | Duke Energy Carolinas |  | 22 | NR | 2 | IPP Non-CHP |  | N |  | Y | 15-67-000 | N |  | N |  |  | Duke Energy Progress - (NC) | 3046 | NC | 13.2
59056 | Tri Global Energy, LLC | 59971 | Easter |  | Hart | TX | 79063 | Castro | 34.6689 | -102.3517 | TRE | ERCO | Electric Reliability Council of Texas, Inc. |  | 22 | NR | 2 | IPP Non-CHP |  | N |  | N |  | N |  |  |  |  | Sharyland Utilities LP | 17008 | TX | 345
59056 | Tri Global Energy, LLC | 59972 | Bearkat |  | St. Lawrence | TX | 79739 | Glasscock | 31.7737 | -101.5705 | TRE | ERCO | Electric Reliability Council of Texas, Inc. |  | 22 | NR | 2 | IPP Non-CHP |  | N |  | N |  | N |  |  |  |  | Wind Energy Transmission Texas LLC | 60066 |  | 345
60054 | Duke Energy Florida Solar Solutions | 59973 | Walt Disney World Solar Facility | 1675 Epcot Resorts Blvd | Orlando | FL | 32836 | Orange | 28.3737 | -81.5626 | FRCC | FPC | Progress Energy Florida |  | 22 | RE | 1 | Electric Utility |  | N |  | N |  | N |  |  |  |  | Reedy Creek Improvement Dist | 15776 | FL | 12.47
59729 | Golden West Power Partners, LLC | 59974 | Golden West Power Partners LLC | 31145 Funk Road | Calhan | CO | 80808 | El Paso | 38.935 | -104.212 | WECC | PSCO | Public Service Company of Colorado |  | 22 | NR | 2 | IPP Non-CHP |  | N |  | N |  | N |  | N |  |  | Public Service Co of Colorado | 15466 | CO | 230
59730 | Carousel Wind Farm, LLC | 59975 | Carousel Wind Farm LLC | 22103 Country Road 54 | Burlington | CO | 80807 | Kit Carson | 39.334 | -102.173 | WECC | PSCO | Public Service Company of Colorado |  | 22 | NR | 2 | IPP Non-CHP |  | N |  | N |  | N |  |  |  |  | Public Service Co of Colorado | 15466 | CO | 230
59727 | RE Astoria LLC | 59976 | RE Astoria | 18936 Gaskell Road | Rosamond | CA | 93560 | Kern | 34.8442 | -118.4585 | WECC | CISO | California Independent System Operator |  | 22 | NR | 2 | IPP Non-CHP |  | N |  | N |  | N |  |  |  |  | Southern California Edison Co | 17609 | CA | 220
59728 | RE Astoria 2 LLC | 59977 | RE Astoria 2 | 19601 Gaskell Road | Rosamond | CA | 93560 | Kern | 34.8366 | -118.4802 | WECC | CISO | California Independent System Operator |  | 22 | NR | 2 | IPP Non-CHP |  | N |  | N |  | N |  |  |  |  | Southern California Edison Co | 17609 | CA | 220
59735 | Enerparc CA2, LLC | 59978 | Enerparc CA2, LLC | 3874 County Road M | Orland | CA | 95963 | Glenn | 39.699 | -122.1756 | WECC | PACW | PacifiCorp - West |  | 22 | NR | 2 | IPP Non-CHP |  | N |  | Y | 14-748-000 | N |  |  |  |  | Pacific Gas & Electric Co | 14328 | CA | 12
59736 | Columbia Solar Energy LLC | 59979 | Columbia Solar Energy, LLC | 29078 Pittsburg-Antioch Highwa | Pittsburg | CA | 94565 | Contra Costa | 38.0197 | -121.8651 | WECC | CISO | California Independent System Operator |  | 22 | NR | 2 | IPP Non-CHP |  | N |  | Y | 15-966-000 | N |  |  |  |  | Pacific Gas & Electric Co | 14328 | CA | 115
59737 | American Capital Energy | 59980 | Mashpee Landfill Solar | 380 Ashers Path E | Mashpee | MA | 2649 | Barnstable | 41.63 | -70.4779 | NPCC | ISNE | ISO New England Inc. |  | 22 | NR | 2 | IPP Non-CHP |  | N |  | N |  | N |  |  |  |  | NSTAR Electric Company | 54913 | MA | 23
9267 | Hoosier Energy R E C, Inc | 59981 | New Castle Solar RES | 955 W CR 500 S | New Castle | IN | 47362 | Henry | 39.8541 | -85.4034 | RFC | MISO | Midcontinent Independent Transmission System Operator, Inc.. |  | 22 | RE | 1 | Electric Utility | Y | N |  | N |  | N |  | N |  |  | Henry County Rural E M C | 8466 | IN | 12.47
9267 | Hoosier Energy R E C, Inc | 59982 | Scotland Solar RES | 7700 S Maple Flats Rd | Newberry | IN | 47449 | Greene | 38.9099 | -86.9473 | RFC | MISO | Midcontinent Independent Transmission System Operator, Inc.. |  | 22 | RE | 1 | Electric Utility | Y | N |  | N |  | N |  | N |  |  | Utilities Dist-Western IN REMC | 19667 | IN | 12.47
9267 | Hoosier Energy R E C, Inc | 59983 | New Haven Solar RES | 4500 E CR 2100 N | Dale | IN | 47523 | Spencer | 38.1941 | -86.9889 | RFC | MISO | Midcontinent Independent Transmission System Operator, Inc.. |  | 22 | RE | 1 | Electric Utility | X | N |  | N |  | N |  | N |  |  | Southern Indiana R E C, Inc | 19445 | IN | 12.47
9267 | Hoosier Energy R E C, Inc | 59984 | Lanesville Solar RES | 4900 Farnsley Road | Lanesville | IN | 47136 | Harrison | 38.2717 | -85.9864 | RFC | MISO | Midcontinent Independent Transmission System Operator, Inc.. |  | 22 | RE | 1 | Electric Utility | Y | N |  | N |  | N |  | N |  |  | Harrison County Rural E M C | 8179 | IN | 12.47
9267 | Hoosier Energy R E C, Inc | 59985 | Ellettsville Solar RES | 8439 W SR 46 | Ellettsville | IN | 47429 | Monroe | 39.2548 | -86.6568 | RFC | MISO | Midcontinent Independent Transmission System Operator, Inc.. |  | 22 | RE | 1 | Electric Utility | X | N |  | N |  | N |  | N |  |  | South Central Indiana REMC | 12929 | IN | 12.47
9267 | Hoosier Energy R E C, Inc | 59986 | Henryville Solar RES | 217 Henretty Road | Underwood | IN | 47177 | Clark | 38.5955 | -85.7773 | RFC | MISO | Midcontinent Independent Transmission System Operator, Inc.. |  | 22 | RE | 1 | Electric Utility | X | N |  | N |  | N |  | N |  |  | Clark County Rural E M C - (IN) | 22822 | IN | 12.47
9267 | Hoosier Energy R E C, Inc | 59987 | Spring Mill Solar RES | 1900 Clover Lane | Mitchell | IN | 47446 | Lawrence | 38.7095 | -86.4697 | RFC | MISO | Midcontinent Independent Transmission System Operator, Inc.. |  | 22 | RE | 1 | Electric Utility | X | N |  | N |  | N |  | N |  |  | Orange County Rural E M C | 14160 | IN | 12.47
9267 | Hoosier Energy R E C, Inc | 59988 | Decatur Co. Solar RES (IN) |  | Decatur | IN | 46733 | Decatur | 39.3379 | -85.5064 | RFC | MISO | Midcontinent Independent Transmission System Operator, Inc.. |  | 22 | RE | 1 | Electric Utility | X | N |  | N |  | N |  | N |  |  | Decatur County Rural E M C | 4960 | IN | 12.47
9267 | Hoosier Energy R E C, Inc | 59989 | Jackson Co. Solar RES |  | Jackson | IN | 47220 | Jackson | 38.8817 | -86.033 | RFC | MISO | Midcontinent Independent Transmission System Operator, Inc.. |  | 22 | RE | 1 | Electric Utility | X | N |  | N |  | N |  | N |  |  | Jackson County Rural E M C - (IN) | 9576 | IN | 12.47
9267 | Hoosier Energy R E C, Inc | 59990 | Johnson Co. Solar RES |  | Johnson | IN | 46131 | Johnson | 39.518 | -86.0684 | RFC | MISO | Midcontinent Independent Transmission System Operator, Inc.. |  | 22 | RE | 1 | Electric Utility | X | N |  | N |  | N |  | N |  |  | Johnson County Rural E M C | 9778 | IN | 12.47
59731 | Windham Solar LLC | 59991 | Lebanon Solar 1 | 1 Williams Crossing Road | Lebanon | CT | 6249 | New London | 41.6546 | -72.1621 | NPCC | ISNE | ISO New England Inc. |  | 22 | NR | 2 | IPP Non-CHP |  | N |  | N |  | N |  |  |  |  | Connecticut Light & Power Co | 4176 | CT | 23
59731 | Windham Solar LLC | 59992 | Lebanon Solar 2 | 1 Williams Crossing Road | Lebanon | CT | 6249 | New London | 41.654 | -72.1602 | NPCC | ISNE | ISO New England Inc. |  | 22 | NR | 2 | IPP Non-CHP |  | N |  | N |  | N |  |  |  |  | Connecticut Light & Power Co | 4176 | CT | 23
6452 | Florida Power & Light Co | 59993 | Babcock Solar Energy Center | 8500 State Road 31 | Punta Gorda | FL | 33982 | Charlotte | 26.8616 | -81.751 | FRCC | FPL | Florida Power & Light Company |  | 22 | RE | 1 | Electric Utility |  | N |  | N |  | N |  |  |  |  | Florida Power & Light Co | 6452 | FL | 230
17650 | Southern Power Co | 59994 | RE Roserock | 293 Mendal Road | Fort Stockton | TX | 79735 | Pecos | 30.9602 | -103.3067 | TRE | ERCO | Electric Reliability Council of Texas, Inc. |  | 22 | NR | 2 | IPP Non-CHP |  | N |  | N |  | Y | 15-43-000 |  |  |  | AEP Texas North Company | 20404 | TX | 138
733 | Appalachian Power Co | 59995 | AEP Milton NaS | 2900 E Mud River Rd | Milton | WV | 25541 | Cabell | 38.3622 | -82.1256 | RFC | PJM | PJM Interconnection, LLC |  | 22 | RE | 1 | Electric Utility |  | N |  | N |  | N |  |  |  |  | Appalachian Power Co | 733 | WV | 34.5
58970 | Ecoplexus, Inc | 59996 | Boykin PV1 | 4000 Lee Road | Wade | NC | 28395 | Cumberland | 35.1134 | -78.7504 | SERC | DUK | Duke Energy Carolinas |  | 22 | NR | 2 | IPP Non-CHP |  | N |  | Y | 15-607-000 | N |  |  |  |  | Duke Energy Carolinas, LLC | 5416 | NC | 23
58970 | Ecoplexus, Inc | 59997 | High Shoals PV1 | High Shoals Rd | High Shoals | NC | 28092 | Gaston | 35.3965 | -81.2191 | SERC | DUK | Duke Energy Carolinas |  | 22 | NR | 2 | IPP Non-CHP |  | N |  | N |  | N |  |  |  |  | Duke Energy Carolinas, LLC | 5416 | NC | 44
58970 | Ecoplexus, Inc | 59998 | Round Hill PV1 | 4028 Round Hill | Boonville | NC | 27011 | Yadkin | 36.2118 | -80.6647 | SERC | DUK | Duke Energy Carolinas |  | 22 | NR | 2 | IPP Non-CHP |  | N |  | N |  | N |  |  |  |  | Duke Energy Carolinas, LLC | 5416 | NC | 23
58970 | Ecoplexus, Inc | 59999 | Ouchchy PV1 | 649-UT Mattress Factory Road | Mebane | NC | 27302 | Orange | 36.0841 | -79.2448 | SERC | DUK | Duke Energy Carolinas |  | 22 | NR | 2 | IPP Non-CHP |  | N |  | Y | 15-134-000 | N |  |  |  |  | Duke Energy Carolinas, LLC | 5416 | NC | 12.47
58970 | Ecoplexus, Inc | 60000 | Turkey Creek PV1 | 1914 W Main | Kirby | NC | 27855 | Northampton | 36.4414 | -77.1356 | SERC | DUK | Duke Energy Carolinas |  | 22 | NR | 2 | IPP Non-CHP |  | N |  | Y | 15-565-000 | N |  |  |  |  | Virginia Electric & Power Co | 19876 | NC | 34.5
58970 | Ecoplexus, Inc | 60001 | Vaughn Creek PV1 | 301 Wises Store Rd. | Murfreesboro | NC | 27855 | Hertford | 36.451 | -77.1206 | SERC | DUK | Duke Energy Carolinas |  | 22 | NR | 2 | IPP Non-CHP |  | N |  | Y | 15-611-000 | N |  |  |  |  | Virginia Electric & Power Co | 19876 | NC | 34.5
58970 | Ecoplexus, Inc | 60002 | E Nash PV1 | 913 E Nash St | Spring Hope | NC | 27882 | Nash | 35.9642 | -78.0981 | SERC | DUK | Duke Energy Carolinas |  | 22 | NR | 2 | IPP Non-CHP |  | N |  | Y | 15-608-000 | N |  |  |  |  | Duke Energy Carolinas, LLC | 5416 | NC | 23
58970 | Ecoplexus, Inc | 60003 | Willoughby PV1 | 1449 Red Church Hill Rd | Dunn | NC | 28334 | Harnett | 35.3547 | -78.6451 | SERC | DUK | Duke Energy Carolinas |  | 22 | NR | 2 | IPP Non-CHP |  | N |  | Y | 15-610-000 | N |  |  |  |  | Duke Energy Carolinas, LLC | 5416 | NC | 23
60039 | REC Solar | 60004 | Clarkstown Landfill Solar Facility | 166 S RTE 303 | West Nyack | NY | 10994 | Rockland | 41.1004 | -73.9516 | NPCC | NYIS | New York Independent System Operator |  | 22 | NR | 2 | IPP Non-CHP | X | N |  | N |  | N |  | N | X |  | Orange & Rockland Utils Inc | 14154 | NY | 13.2
6452 | Florida Power & Light Co | 60005 | Daytona International Speedway Solar | 2579 Bellevue Ave | Daytona Beach | FL | 32114 | Volusia | 29.1702 | -81.0641 | FRCC | FPL | Florida Power & Light Company |  | 22 | RE | 1 | Electric Utility |  | N |  | N |  | N |  |  |  |  | Florida Power & Light Co | 6452 | FL | 13.2
6452 | Florida Power & Light Co | 60006 | FIU Solar | 10555 West Flagler Street | Miami | FL | 32174 | Miami Dade | 25.77 | -80.3677 | FRCC | FPL | Florida Power & Light Company |  | 22 | RE | 1 | Electric Utility |  | N |  | N |  | N |  |  |  |  | Florida Power & Light Co | 6452 | FL | 23
17650 | Southern Power Co | 60007 | Morelos del Sol | 16583 Twisselman Rd | Lost Hills | CA | 93249 | Kern | 35.7314 | -119.8187 | WECC | CISO | California Independent System Operator |  | 22 | NR | 2 | IPP Non-CHP |  | N |  | N |  | N |  | N | X |  | Pacific Gas & Electric Co | 14328 | CA | 70
59744 | Solar Star Colorado III, LLC | 60008 | Hooper Solar | 2555 Lane 8 North | Mosca | CO | 81146 | Alamosa | 37.6919 | -105.9908 | WECC | PSCO | Public Service Company of Colorado |  | 22 | NR | 2 | IPP Non-CHP | X | N |  | N |  | Y | ER15-2224-000 | N |  |  | Public Service Co of Colorado | 15466 | CO | 230
59755 | Murphy Flat Power, LLC | 60009 | Murphy Flat Solar | Warrick Rd | Murphy | ID | 83650 | Owyhee | 43.213 | -116.439 | WECC |  |  |  | 22 | NR | 2 | IPP Non-CHP | N | N |  | Y | Pending | N |  |  |  |  | Idaho Power Co | 9191 | ID
59756 | Orchard Ranch Solar, LLC | 60010 | Orchard Ranch Solar | E. Orchard Ranch Ln | Orchard | ID | 83650 | Ada | 43.467 | -116.285 | WECC |  |  |  | 22 | NR | 2 | IPP Non-CHP | N | N |  | Y | pending | N |  |  |  |  | Idaho Power Co | 9191 | ID
59757 | American Falls Solar LLC | 60011 | American Falls Solar | 2594 Smith Rd | American Falls | ID | 83650 | Power | 42.824 | -112.752 | WECC |  |  |  | 22 | NR | 2 | IPP Non-CHP | N | N |  | Y | pending | N |  |  |  |  | Idaho Power Co | 9191 | ID
59758 | American Falls Solar II, LLC | 60012 | American Falls Solar II | 2594 Smith Rd | American Falls | ID | 83650 | Power | 42.824 | -112.752 | WECC |  |  |  | 22 | NR | 2 | IPP Non-CHP | N | N |  | Y | pending | N |  |  |  |  | Idaho Power Co | 9191 | ID
17650 | Southern Power Co | 60013 | Grant Wind, LLC | 99626 Logan Rd. | Medford | OK | 73759 | Grant | 36.9271 | -97.6963 | SPP | SWPP | Southwest Power Pool |  | 22 | NR | 2 | IPP Non-CHP |  | N |  | N |  | N |  | N |  |  | Oklahoma Gas & Electric Co | 14063 | OK | 345
6452 | Florida Power & Light Co | 60014 | Manatee Solar Energy Center | 10870 Corbett John Road | Parrish | FL | 34219 | Manatee | 27.6075 | -82.3553 | FRCC | FPL | Florida Power & Light Company |  | 22 | RE | 1 | Electric Utility |  | N |  | N |  | N |  |  |  |  | Florida Power & Light Co | 6452 | FL | 230
59760 | Findlay Wind Farm | 60015 | Findlay Wind Farm | 12367 Township Road 215 | Findlay | OH | 45840 | Hancock | 41.1012 | -83.6444 | RFC | PJM | PJM Interconnection, LLC |  | 326 | NR | 6 | Industrial Non-CHP | Y | N |  | N |  | N |  |  |  |  | Ohio Power Co | 14006 | OH | 12.47
17470 | PUD 1 of Snohomish County | 60016 | MESA 1 | 910 Shuksan Way | Everett | WA | 98203 | Snohomish | 47.9362 | -122.2469 | WECC | BPAT | Bonneville Power Administration |  | 22 | RE | 1 | Electric Utility |  | N |  | N |  | N |  |  |  |  | PUD 1 of Snohomish County | 17470 | WA | 13
5109 | DTE Electric Company | 60017 | Domino Farms Solar | 3001 Earhart Rd | Ann Arbor | MI | 48105 | Washtenaw | 42.3234 | -83.6803 | RFC | MISO | Midcontinent Independent Transmission System Operator, Inc.. |  | 22 | RE | 1 | Electric Utility |  | N |  | N |  | N |  |  |  |  | DTE Electric Company | 5109 | MI | 750
5109 | DTE Electric Company | 60018 | Ford World Headquarters | 1 American Road | Dearborn | MI | 48126 | Wayne | 42.3174 | -83.2095 | RFC | MISO | Midcontinent Independent Transmission System Operator, Inc.. |  | 22 | RE | 1 | Electric Utility |  | N |  | N |  | N |  |  |  |  | DTE Electric Company | 5109 | MI | 750
5109 | DTE Electric Company | 60019 | Greenwood Solar Farm | 7000 Kilgore | Avoca | MI | 48006 | St Clair | 43.1056 | -82.6964 | RFC | MISO | Midcontinent Independent Transmission System Operator, Inc.. |  | 22 | RE | 1 | Electric Utility |  | N |  | N |  | N |  |  |  |  | DTE Electric Company | 5109 | MI | 750
59761 | McLean Homestead, LLC | 60020 | McLean Homestead | South of Intersection of Field | Laurinburg | NC | 28352 | Scotland | 34.7819 | -79.4978 | SERC | DUK | Duke Energy Carolinas |  | 22 | NR | 2 | IPP Non-CHP |  | N |  | Y | 15-948-000 | N |  |  |  |  | Duke Energy Progress - (NC) | 3046 | NC | 22.86
17470 | PUD 1 of Snohomish County | 60021 | MESA 2 | 3402 Paine Ave | Everett | WA | 98201 | Snohomish | 47.9727 | -122.1987 | WECC | BPAT | Bonneville Power Administration |  | 22 | RE | 1 | Electric Utility |  | N |  | N |  | N |  |  |  |  | PUD 1 of Snohomish County | 17470 | WA | 13
59762 | UGT Renewable Energy 13, LLC | 60022 | Oxford | 51 Federal HIll Road | Oxford | MA | 1540 | Worcester | 42.1413 | -71.8508 | NPCC | ISNE | ISO New England Inc. |  | 22 | NR | 2 | IPP Non-CHP |  | N |  | Y | 14-303-000 | N |  | N | X |  | Massachusetts Electric Co | 11804 | MA | 13.8
59766 | SR Jenkins, LLC | 60023 | SR Jenkins Ft Lupton | 16370 Hwy 52 | Ft. Lupton | CO | 80621 | Weld | 40.0814 | -104.7467 | WECC |  |  |  | 22 | NR | 2 | IPP Non-CHP |  | N |  | N |  | N |  |  |  |  | United Power, Inc | 19499 | CO | 12.47
59764 | Waipio PV, LLC | 60024 | Waipio Solar | 94-1202 Ka Uka Blvd | Waipio | HI | 96787 | Honolulu | 21.456 | -157.982 |  |  |  |  | 22 | NR | 2 | IPP Non-CHP |  | N |  | N |  | N |  |  |  |  | Hawaiian Electric Co Inc | 19547 | HI | 138
59765 | Eight Flags Energy LLC | 60025 | Eight Flags Energy | 22 Gum Street | Fernandina Beach | FL | 32034 | Nassau | 30.6608 | -81.4706 | FRCC | JEA | JEA |  | 22 | NR | 3 | IPP CHP |  | Y | 140185-EQ | N |  | N |  | N |  |  | Florida Public Utilities Co | 6457 | FL | 13.8 | 69 |  | Florida Public Utilities Distribution pipeline
59768 | West Hills Construction, Inc | 60026 | Little Rock Pham Solar | 10100 E. Ave P | Palmdale | CA | 93591 | Los Angeles | 34.6002 | -117.9475 | WECC | LDWP | Los Angeles Department of Water and Power |  | 22 | NR | 2 | IPP Non-CHP |  | N |  | Y | 15-864-000 | N |  |  |  |  | Southern California Edison Co | 17609 | CA | 15
58661 | Sustainable Power Group, LLC | 60027 | Adera Solar | Road 12 and Avenue 25 1/2 | Chowchilla | CA | 94105 | Madera | 37.1206 | -120.3249 | WECC | CISO | California Independent System Operator |  | 22 | NR | 2 | IPP Non-CHP |  | N |  | N |  | N |  |  |  |  | Pacific Gas & Electric Co | 14328 | CA | 115
59770 | Shorthorn Holdings, LLC | 60028 | Shorthorn Holdings | 200 McGregor Road | McColl | SC | 29570 | Marlboro | 34.6803 | -79.5407 | SERC | DUK | Duke Energy Carolinas |  | 22 | NR | 2 | IPP Non-CHP |  | N |  | Y | 15-898-000 | N |  |  |  |  | Duke Energy Progress - (NC) | 3046 | SC | 22.86
57365 | Consolidated Edison Solutions Inc | 60029 | CES VMT Solar | 13302 Pennsylvania Avenue | Hagerstown | MD | 21742 | Washington | 39.6809 | -77.7271 | NPCC | PJM | PJM Interconnection, LLC |  | 22 | NR | 2 | IPP Non-CHP | Y | N |  | N |  | N |  |  |  |  | Potomac Electric Power Co | 15270 | MD | 34.5
59771 | Pecan Solar LLC | 60030 | Pecan Solar | 289 Bethel Church Road | Seaboard | NC | 27876 | Northampton | 36.481 | -77.4812 | SERC | PJM | PJM Interconnection, LLC |  | 22 | NR | 2 | IPP Non-CHP |  | N |  | Y | 15-668-000 | N |  |  |  |  | Virginia Electric & Power Co | 19876 | NC | 115
59772 | SunE Solar XVIII Project 1, LLC | 60031 | SunE Redlands | 2220 Almond Ave | Redlands | CA | 92374 | San Bernardino | 34.0743 | -117.2436 | WECC | CISO | California Independent System Operator |  | 22 | NR | 2 | IPP Non-CHP |  | N |  | N |  | N |  |  |  |  | Southern California Edison Co | 17609 | CA | 120
59773 | SunE Solar XVI Lessor, LLC | 60032 | SunE Rochester | 8599 Rochester Ave | Rancho Cucamonga | CA | 91730 | San Bernardino | 34.0977 | -117.5445 | WECC | CISO | California Independent System Operator |  | 22 | NR | 2 | IPP Non-CHP |  | N |  | N |  | N |  |  |  |  | Southern California Edison Co | 17609 | CA | 120
59745 | First Solar Asset Management | 60033 | CA Flats Solar 130, LLC | 19855 E. Highway 41 | Shandon | CA | 93461 | San Luis Obispo | 35.6156 | -120.4044 | WECC | CISO | California Independent System Operator |  | 22 | NR | 2 | IPP Non-CHP |  | N |  | N |  | N |  |  |  |  | Pacific Gas & Electric Co | 14328 | CA | 230
56615 | First Solar Project Development | 60034 | CA Flats Solar 150, LLC | 19855 E. Highway 41 | Shandon | CA | 93461 | San Luis Obispo | 35.6156 | -120.4044 | WECC | CISO | California Independent System Operator |  | 22 | NR | 2 | IPP Non-CHP |  | N |  | N |  | N |  |  |  |  | Pacific Gas & Electric Co | 14328 | CA | 230
59775 | Solar Star California XXXI, LLC | 60035 | Tequesquite Landfill Solar PV Project | Western Terminus of Tequesquit | Riverside | CA | 92501 | Riverside | 33.9782 | -117.3851 | WECC | CISO | California Independent System Operator |  | 22 | NR | 2 | IPP Non-CHP |  | N |  | N |  | N |  |  |  |  | Pacific Gas & Electric Co | 14328 | CA | 12
58491 | Constellation Solar Holding, LLC | 60036 | CCBC-Catonsville | 800 S Rolling Road | Catonsville | MD | 21228 | Howard | 39.2525 | -76.735 | RFC | PJM | PJM Interconnection, LLC |  | 22 | NR | 2 | IPP Non-CHP |  | N |  | Y | 15-942-000 | N |  |  |  |  | Baltimore Gas & Electric Co | 1167 | MD | 13.2
58491 | Constellation Solar Holding, LLC | 60038 | Owens Corning Headquarters | One Owens Corning Parkway | Toledo | OH | 43659 | Lucas | 41.6447 | -83.5364 | RFC | PJM | PJM Interconnection, LLC |  | 22 | NR | 2 | IPP Non-CHP |  | N |  | Y | 15-1032-000 | N |  |  |  |  | The Toledo Edison Co | 18997 | OH | 0.48
59776 | Frontier Solar, LLC | 60039 | Frontier Solar LLC | 31001 Davis Road | Newman | CA | 95360 | Stanislaus | 37.3799 | -121.1307 | WECC | CISO | California Independent System Operator |  | 22 | NR | 2 | IPP Non-CHP |  | N |  | N |  | N |  |  |  |  | Pacific Gas & Electric Co | 14328 | CA | 60
19497 | United Illuminating Co | 60040 | UI RCP New Haven Fuel Cell | 581 Connecticut Avenue | New Haven | CT | 6512 | New Haven | 41.2888 | -72.8986 | NPCC | ISNE | ISO New England Inc. | Municipality | 22 | RE | 1 | Electric Utility |  | N |  | N |  | N |  |  |  |  | United Illuminating Co | 19497 | CT | 13.8 |  |  | Algonquin, Iroquois
59745 | First Solar Asset Management | 60043 | Cuyama Solar, LLC | 596 Kirschenmann Rd | Cuyama | CA | 93252 | Santa Barbara | 34.901 | -119.596 | WECC | CISO | California Independent System Operator |  | 22 | NR | 2 | IPP Non-CHP |  | N |  | N |  | N |  |  |  |  | Pacific Gas & Electric Co | 14328 | CA | 70
59777 | Buckthorn Westex, LLC | 60044 | Buckthorn Solar 1 | Texas rt. 18 | Ft. Stockton | TX | 79735 | Pecos | 31.0587 | -102.848 | TRE | ERCO | Electric Reliability Council of Texas, Inc. |  | 22 | NR | 2 | IPP Non-CHP |  | N |  | N |  | N |  |  |  |  | AEP Texas North Company | 20404 | TX | 138
59779 | Shoreham Solar Commons | 60045 | Shoreham Solar Commons | 24 Cooper Street | Shoreham | NY | 11786 | Suffolk | 40.9344 | -72.8885 | NPCC |  |  |  | 22 | NR | 2 | IPP Non-CHP | N | N |  | N |  | N |  |  | X |  | Long Island Power Authority | 11171 | NY | 69
58135 | Ecos Energy LLC | 60046 | Portage Solar | 462 Robbins Road | Valparaiso | IN | 46385 | Porter | 41.5611 | -87.1555 | RFC | MISO | Midcontinent Independent Transmission System Operator, Inc.. |  | 22 | NR | 2 | IPP Non-CHP |  | N |  | Y | 13-175-000 | N |  |  |  |  | Northern Indiana Pub Serv Co | 13756 | IN | 13.2
58135 | Ecos Energy LLC | 60047 | Middlebury Solar | 54968 Lane 13 | Middlebury | IN | 46540 | Elkhart | 41.6972 | -85.6875 | RFC | MISO | Midcontinent Independent Transmission System Operator, Inc.. |  | 22 | NR | 2 | IPP Non-CHP |  | N |  | Y | 13-157-000 | N |  |  |  |  | Northern Indiana Pub Serv Co | 13756 | IN | 13.2
59781 | TWE Chocowinity Solar | 60048 | TWE Chocowinity Solar, LLC | 154 Avery Way | Chocowinity | NC | 27817 | Beaufort | 35.5017 | -77.1056 | SERC | DUK | Duke Energy Carolinas |  | 22 | NR | 2 | IPP Non-CHP |  | N |  | Y | 15-293-000 | Y | QF15-293-000 |  |  |  | Duke Energy Progress - (NC) | 3046 | NC | 22.86
59780 | Golden Hills Wind, LLC | 60049 | Golden Hills Wind | 17350 Patterson Pass Road | Livermone` | CA | 94550 | Alameda | 37.7133 | -121.6404 | WECC | CISO | California Independent System Operator |  | 22 | NR | 2 | IPP Non-CHP |  | N |  | N |  | N |  |  |  |  | Pacific Gas & Electric Co | 14328 | CA | 115
59778 | Innovative Solar 10 | 60050 | Innovative Solar 10 | 108 Market Street | Canton | NC | 28716 | Haywood | 35.4736 | -82.8903 | SERC | DUK | Duke Energy Carolinas |  | 22 | NR | 2 | IPP Non-CHP |  | N |  | Y | 13-91-001 | Y | QF13-91-001 |  |  |  | Duke Energy Progress - (NC) | 3046 | NC | 22.86
59782 | Innovative Solar 18, LLC | 60051 | Innovative Solar 18, LLC | 2097 Piney Mountain Church Roa | Bostic | NC | 28018 | Rutherford | 35.3782 | -81.7951 | SERC | DUK | Duke Energy Carolinas |  | 22 | NR | 2 | IPP Non-CHP |  | N |  | Y | 13-408-001 | Y | QF13-408-001 |  |  |  | Duke Energy Carolinas, LLC | 5416 | NC | 22.86
59783 | Innovative Solar 26, LLC | 60052 | Innovative Solar 26, LLC | 9400 Neuville Avenue | Hildebran | NC | 28637 | Burke | 35.7097 | -81.4133 | SERC | DUK | Duke Energy Carolinas |  | 22 | NR | 2 | IPP Non-CHP |  | N |  | Y | 14-130-001 | Y | 14-130-001 |  |  |  | Duke Energy Carolinas, LLC | 5416 | NC | 22.86
59784 | Innovative Solar 63, LLC | 60053 | Innovative Solar 63, LLC | 3059 Glenfield Road | Snow Hill | NC | 28580 | Greene | 35.3917 | -77.6204 | SERC | DUK | Duke Energy Carolinas |  | 22 | NR | 2 | IPP Non-CHP |  | N |  | Y | 14-648-000 | Y | 14-648-000 |  |  |  | Duke Energy Progress - (NC) | 3046 | NC | 22.86
19497 | United Illuminating Co | 60054 | UI RCP Bridgeport Seaside | 7 Barnum Dyke Road | Bridgeport | CT | 6604 | Fairfield | 41.1576 | -73.2081 | NPCC | ISNE | ISO New England Inc. | Municipality | 22 | RE | 1 | Electric Utility |  | N |  | N |  | N |  |  |  |  | United Illuminating Co | 19497 | CT | 13.8 |  |  | Algonquin, Iroquois
59787 | Innovative Solar 16 | 60055 | Innovative Solar 16 | 3364 Ridge Road | Hendersonville | NC | 28792 | Henderson | 35.3639 | -82.35 | SERC | DUK | Duke Energy Carolinas |  | 22 | NR | 2 | IPP Non-CHP |  | N |  | Y | 13-407-001 | Y | 13-407-001 |  |  |  | Duke Energy Carolinas, LLC | 5416 | NC | 22.86
59785 | Syncarpha Palmer, LLC | 60056 | Syncarpha Palmer, LLC | 311 Emery Street | Palmer | MA | 1069 | Hampden | 42.2228 | -72.3095 | NPCC | ISNE | ISO New England Inc. |  | 22 | NR | 2 | IPP Non-CHP |  | N |  | N |  | N |  | N |  |  | Massachusetts Electric Co | 11804 | MA | 13.2
59788 | Steel Bridge Solar. LLC | 60057 | Steel Bridge Solar, LLC | 9225 Steel Bridge Road | Sheridan | OR | 97378 | Polk | 45.068 | -123.47 | WECC | PGE | Portland General Electric Company |  | 22 | NR | 2 | IPP Non-CHP |  | N |  | Y | 14-120-001 | N |  |  |  |  | Pacific Gas & Electric Co | 14328 | CA | 12.47
59790 | River Bend Solar, LLC | 60058 | River Bend Solar, LLC | 1099 Co Rd 62 | Florence | AL | 35633 | Lauderdale | 34.8315 | -87.8422 | SERC | TVA | Tennessee Valley Authority |  | 22 | NR | 2 | IPP Non-CHP |  | N |  | N |  | N |  |  |  |  | Tennessee Valley Authority | 18642 | AL | 161
59792 | Los Vientos Windpower V, LLC | 60059 | Los Vientos V Wind Power | 222 FM 490 | Rio Grande City | TX | 78582 | Starr | 26.4117 | -98.5716 | TRE | ERCO | Electric Reliability Council of Texas, Inc. |  | 22 | NR | 2 | IPP Non-CHP |  | N |  | N |  | N |  |  |  |  | AEP Texas Central Company | 3278 | TX | 138
59791 | Lindberg Field Solar I LLC | 60060 | Lindberg FIeld Solar | 3835 North Harbor Dr | San Diego | CA | 92101 | San Diego | 32.7292 | -117.2077 | WECC | CISO | California Independent System Operator |  | 22 | NR | 2 | IPP Non-CHP |  | N |  | Y | 15-889-000 | N |  |  |  |  | San Diego Gas & Electric Co | 16609 | CA | 12
6452 | Florida Power & Light Co | 60061 | Citrus Solar Energy Center | 4051 Karson Street | Arcadia | FL | 34266 | DeSoto | 27.3209 | -81.8069 | FRCC | FPL | Florida Power & Light Company |  | 22 | RE | 1 | Electric Utility |  | N |  | N |  | N |  |  |  |  | Florida Power & Light Co | 6452 | FL | 230
59789 | Avalon Solar Partners II, LLC | 60062 | Avalon Solar II | 909 E Pima Mine Road | Sahuarita | AZ | 85629 | Pima | 32.0009 | -110.9584 | WECC | TEPC | Tucson Electric Power Company |  | 22 | NR | 2 | IPP Non-CHP |  | N |  | N |  | N |  |  |  |  | Tucson Electric Power Co | 24211 | AZ | 46
59802 | Live Oak Solar, LLC | 60063 | Live Oak Solar, LLC | 5701 Hope Valley Circle | Metter | GA | 30439 | Candler | 32.4238 | -82.1028 | SERC | SOCO | Southern Company Services, Inc. - Trans |  | 22 | NR | 2 | IPP Non-CHP |  | N |  | N |  | N |  |  |  |  | Georgia Power Co | 7140 | GA | 115
59803 | White Pine Solar, LLC | 60064 | White Pine Solar, LLC | 255 Fountain Road | Butler | GA | 31006 | Taylor | 32.506 | -84.257 | SERC | SOCO | Southern Company Services, Inc. - Trans |  | 22 | NR | 2 | IPP Non-CHP |  | N |  | N |  | N |  |  |  |  | Georgia Power Co | 7140 | GA | 230
59804 | Federal Road Solar 1, LLC | 60065 | Federal Road Solar 1, LLC | 260 Federal Road | South Carver | MA | 2330 | Plymouth | 41.8069 | -70.7257 | NPCC | ISNE | ISO New England Inc. |  | 22 | NR | 2 | IPP Non-CHP |  | N |  | N |  | N |  |  |  |  | NSTAR Electric Company | 54913 | MA | 22.8
59365 | Capital Power Corporation | 60066 | Garrison Butte Wind, LLC | Intersection of 51st Ave and 3 | Hazen | ND | 58545 | Mercer | 47.4532 | -101.6487 | MRO | MISO | Midcontinent Independent Transmission System Operator, Inc.. |  | 22 | NR | 2 | IPP Non-CHP | X | N |  | N |  | N |  | N |  |  | Great River Energy | 7570 |  | 115
59805 | BWC Swan Pond River, LLC | 60067 | BWC Swan Pond River | 60 Martin Street | Rehoboth | MA | 2769 | Bristol | 41.7956 | -71.2266 | NPCC | ISNE | ISO New England Inc. |  | 22 | NR | 2 | IPP Non-CHP |  | N |  | N |  | N |  |  |  |  | National Grid Generation, LLC | 26751 |  | 13.2
59806 | Grand View PV Solar Two, LLC | 60068 | Grand View Solar Two | 325 S Frederick Road | Grand View | ID | 83624 | Elmore | 42.9896 | -116.0934 | WECC | IPCO | Idaho Power Company |  | 22 | NR | 2 | IPP Non-CHP |  | N |  | N |  | N |  |  |  |  | Idaho Power Co | 9191 | ID | 138
59817 | Cedar Bluff Wind, LLC | 60069 | Cedar Bluff Wind, LLC | 28193 State Hwy 147 | Brownwell | KS | 67521 | Ness | 38.6976 | -99.7293 | SPP | SWPP | Southwest Power Pool |  | 22 | NR | 2 | IPP Non-CHP |  | N |  | N |  | N |  |  |  |  | Midwest Energy Inc | 12524 | KS | 230
59365 | Capital Power Corporation | 60070 | Nolin Hills Wind, LLC | N/A | Pendleton | OR | 97801 | Umatilla | 45.5545 | -119.1143 | WECC | BPAT | Bonneville Power Administration |  | 22 | NR | 2 | IPP Non-CHP |  | N |  | N |  | N |  | N |  |  | Bonneville Power Administration | 1738 | OR | 230
6455 | Duke Energy Florida, Inc | 60071 | Perry Solar Facility | 1690 Green Street East | Perry | FL | 32347 | Taylor | 30.1193 | -83.5601 | FRCC | FPC | Progress Energy Florida |  | 22 | RE | 1 | Electric Utility |  | N |  | N |  | N |  |  |  |  | Duke Energy Florida, Inc | 6455 | FL | 12.47
59825 | Neisler Street Solar I, LLC | 60072 | Neisler Street Solar | 412 Neisler Street | Shelby | NC | 28152 | Cleveland | 35.2898 | -81.5689 | SERC | DUK | Duke Energy Carolinas |  | 22 | NR | 2 | IPP Non-CHP |  | N |  | N |  | N |  | N |  |  | Duke Energy Carolinas, LLC | 5416 | NC | 12.47
59822 | Syncarpha Massachusetts, LLC | 60073 | Leominster | Industrial Road | Leominster | MA | 1453 | Worcester | 42.5616 | -71.7554 | NPCC | ISNE | ISO New England Inc. |  | 22 | NR | 2 | IPP Non-CHP |  | N |  | N |  | N |  | N |  |  | Massachusetts Electric Co | 11804 | MA | 13.8
59823 | Syncarpha North Adams, LLC | 60074 | North Adams Landfill | 151 E Street | North Adams | MA | 1247 | Berkshire | 42.6691 | -73.092 | NPCC | ISNE | ISO New England Inc. |  | 22 | NR | 2 | IPP Non-CHP | X | N |  | N |  | N |  | N |  |  | Massachusetts Electric Co | 11804 | MA | 13.8
59824 | Fisher Road Solar I, LLC | 60075 | Fisher Road Solar | 756 Fisher Road | Dartmouth | MA | 2747 | Bristol | 41.5933 | -71.0181 | NPCC | ISNE | ISO New England Inc. |  | 22 | NR | 2 | IPP Non-CHP |  | N |  | N |  | N |  | N |  |  | NSTAR Electric Company | 54913 | MA | 13.2
59826 | Syncarpha Bondsville, LLC | 60076 | Palmer Landfill | 181 Emery Street | Palmer | MA | 1069 | Hampden | 42.2166 | -72.3155 | NPCC | ISNE | ISO New England Inc. |  | 22 | NR | 2 | IPP Non-CHP |  | N |  | N |  | N |  | N |  |  | Massachusetts Electric Co | 11804 | MA | 13.2
56769 | Consolidated Edison Development Inc. | 60077 | CED Avenal | 120 E Laneva Blvd | Avenal | CA | 93204 | Kings | 35.9963 | -120.1515 | WECC | CISO | California Independent System Operator |  | 22 | NR | 2 | IPP Non-CHP |  | N |  | N |  | N |  |  |  |  | Pacific Gas & Electric Co | 14328 | CA | 20.78
56769 | Consolidated Edison Development Inc. | 60078 | CED Ducor 1 | 22389 Ave 32 | Ducor | CA | 93218 | Tulare | 35.8563 | -119.0684 | WECC | CISO | California Independent System Operator |  | 22 | NR | 2 | IPP Non-CHP |  | N |  | N |  | N |  |  |  |  | Southern California Edison Co | 17609 | CA | 66
56769 | Consolidated Edison Development Inc. | 60079 | CED Ducor 2 | 22493 Ave 32 | Ducor | CA | 93218 | Tulare | 35.8442 | -119.0681 | WECC | CISO | California Independent System Operator |  | 22 | NR | 2 | IPP Non-CHP |  | N |  | N |  | N |  |  |  |  | Southern California Edison Co | 17609 | CA | 66
56769 | Consolidated Edison Development Inc. | 60080 | CED Ducor 3 | 22917 Ave 32 | Ducor | CA | 93218 | Tulare | 35.8454 | -119.057 | WECC | CISO | California Independent System Operator |  | 22 | NR | 2 | IPP Non-CHP |  | N |  | N |  | N |  |  |  |  | Southern California Edison Co | 17609 | CA | 66
56769 | Consolidated Edison Development Inc. | 60081 | CED Ducor 4 | 3240 Road 240 | Ducor | CA | 93218 | Tulare | 35.8504 | -119.027 | WECC | CISO | California Independent System Operator |  | 22 | NR | 2 | IPP Non-CHP |  | N |  | N |  | N |  |  |  |  | Southern California Edison Co | 17609 | CA | 66
59831 | White Oak Solar, LLC | 60082 | White Oak Solar, LLC | 805 Rocky Creek Church Road | Waynesboro | GA | 30830 | Burke | 33.0368 | -82.1113 | SERC | SOCO | Southern Company Services, Inc. - Trans |  | 22 | NR | 2 | IPP Non-CHP |  | N |  | N |  | N |  |  |  |  | Georgia Power Co | 7140 | GA | 230
20323 | Wellhead Services Inc | 60083 | Fresno Solar | 8105 South Lassen Ave | San Joaquin | CA | 93660 | Fresno | 36.6168 | -120.1051 | WECC | CISO | California Independent System Operator |  | 22 | NR | 2 | IPP Non-CHP |  | N |  | N |  | Y | EG00-32, ER00-2392 |  |  |  | Pacific Gas & Electric Co | 14328 | CA | 12
59833 | PCA-Valdosta Mill | 60084 | PCA-Valdosta Mill | 5495 Clyattville-Lake Park Roa | Valdosta | GA | 31601 | Lowndes | 30.6944 | -83.3031 | SERC | SOCO | Southern Company Services, Inc. - Trans | Floridan Aquifer | 32213 | NR | 7 | Industrial CHP |  | N |  | N |  | N |  | N |  |  | Georgia Power Co | 7140 | GA | 69 |  |  | Southern Natural Gas Pipeline
57313 | SolarCity Corporation | 60085 | AVS Lancaster 1 | 8780 East Ave F | Lancaster | CA | 93535 | Los Angeles | 34.7489 | -117.9736 | WECC | CISO | California Independent System Operator |  | 22 | NR | 2 | IPP Non-CHP | N | N |  | N |  | N |  | N |  |  | Southern California Edison Co | 17609 | CA | 10
57313 | SolarCity Corporation | 60086 | US-TOPCO (Soccer Center) | 2301 East Avenue L | Lancaster | CA | 93535 | Los Angeles | 34.6607 | -118.0812 | WECC | CISO | California Independent System Operator |  | 22 | NR | 2 | IPP Non-CHP | N | N |  | N |  | N |  |  |  |  | Southern California Edison Co | 17609 | CA | 10
59837 | South Plains Wind Energy II, LLC | 60087 | South Plains II | County Rd. 129 | Lockney | TX | 79241 | Floyd | 34.197 | -101.3815 | TRE | ERCO | Electric Reliability Council of Texas, Inc. |  | 22 | NR | 2 | IPP Non-CHP |  | N |  | N |  | N |  |  |  |  | Sharyland Utilities LP | 17008 | TX | 345
59839 | Sunflower Wind Project | 60088 | Sunflower Wind Project | 7695 40th Street | Hebron | ND | 58638 | Morton | 46.8376 | -102.0746 | MRO | WACM | Western Area Power Administration - Rocky Mountain Region |  | 22 | NR | 2 | IPP Non-CHP |  | N |  | N |  | N |  |  |  |  | Basin Electric Power Coop | 1307 | ND | 230
59838 | SunE DB27, LLC | 60089 | Elkton Solar | 205 W. Pulaski Highway | Elkton | MD | 21921 | Cecil | 39.6035 | -75.8362 | RFC | PJM | PJM Interconnection, LLC |  | 22 | NR | 2 | IPP Non-CHP |  | N |  | Y | 16-93-000 | N |  |  |  |  | Delmarva Power | 5027 | MD | 33.26
59840 | Wallace Solar 2 LLC | 60090 | Wallace Solar 2 | 911 NW Railroad Street | Wallace | NC | 28466 | Duplin | 34.743 | -78.005 | SERC | PJM | PJM Interconnection, LLC |  | 22 | NR | 2 | IPP Non-CHP |  | N |  | Y | 15-128-000 | N |  |  |  |  | Duke Energy Progress - (NC) | 3046 | NC | 23
59745 | First Solar Asset Management | 60091 | Kingbird B Solar, LLC | 301 170th Street W | Rosamond | CA | 93560 | Kern | 34.8242 | -118.4385 | WECC | CISO | California Independent System Operator |  | 22 | NR | 2 | IPP Non-CHP |  | N |  | N |  | N |  |  |  |  | Southern California Edison Co | 17609 | CA | 230
59843 | Blythe Solar II, LLC | 60092 | Blythe Solar II, LLC | 4000 Dracker Drive | Blythe | CA | 92225 | Riverside | 33.68 | -114.73 | WECC | CA | California Independent System Operator | Dry Cooling | 22 | NR | 2 | IPP Non-CHP | N | N |  | N |  | N |  | N | X |  | Southern California Edison Co | 17609 | CA | 220
59842 | Blythe Solar 110, LLC | 60093 | Blythe Solar 110, LLC | 4000 Dracker Drive | Blythe | CA | 92225 | Riverside | 33.68 | -114.742 | WECC | CA | California Independent System Operator | Dry Cooling | 22 | NR | 2 | IPP Non-CHP | N | N |  | N |  | N |  | N | X |  | Southern California Edison Co | 17609 | CA | 220
59844 | Blythe Solar III, LLC | 60094 | Blythe Solar III, LLC | 4000 Dracker Drive | Blythe | CA | 92225 | Riverside | 33.656 | -114.742 | WECC | CA | California Independent System Operator | Dry Cooling | 22 | NR | 2 | IPP Non-CHP | N | N |  | N |  | N |  | N | X |  | Southern California Edison Co | 17609 | CA | 220
59845 | Blythe Solar IV, LLC | 60095 | Blythe Solar IV, LLC | 4000 Dracker Drive | Blythe | CA | 92225 | Riverside | 33.682 | -114.768 | WECC | CA | California Independent System Operator | Dry Cooling | 22 | NR | 2 | IPP Non-CHP | N | N |  | N |  | N |  | N | X |  | Southern California Edison Co | 17609 | CA | 220
57313 | SolarCity Corporation | 60096 | Town of Chestertown- Chestertown WWTP | 25792 John Hanson Rd | Chestertown | MD | 21620 | Kent | 39.1995 | -76.0767 | RFC | PJM | PJM Interconnection, LLC |  | 22 | NR | 2 | IPP Non-CHP | Y | N |  | N |  | N |  |  |  |  | Delmarva Power | 5027 | DE | 480
57313 | SolarCity Corporation | 60097 | Onondaga County - Metro Water Board | 4170 Route 31 | Clay | NY | 13041 | Onondaga | 43.1838 | -76.2241 | NPCC | NYIS | New York Independent System Operator |  | 22 | NR | 2 | IPP Non-CHP | N | N |  | N |  | N |  |  |  |  | National Grid | 56404 | NY | 480
57313 | SolarCity Corporation | 60098 | Onondaga County - Oak Orchard WWTP | Oak Orchard Road | Clay | NY | 13041 | Onondaga | 43.1727 | -76.1301 | NPCC | NYIS | New York Independent System Operator |  | 22 | NR | 2 | IPP Non-CHP | N | N |  | N |  | N |  |  |  |  | National Grid | 56404 | NY | 480
57313 | SolarCity Corporation | 60099 | Hewlett-Packard (HP) - Andover, MA | 165 Dascomb Rd | Andover | MA | 1810 | Essex | 42.6247 | -71.1829 | NPCC | ISNE | ISO New England Inc. |  | 22 | NR | 2 | IPP Non-CHP | N | N |  | N |  | N |  |  |  |  | National Grid | 13516 | MA | 480
59849 | Dinuba Energy | 60100 | Dinuba Energy | 6929 Ave 430 | Reedley | CA | 93654 | Tulare | 36.5715 | -119.4192 | WECC | CISO | California Independent System Operator | wells | 22 | NR | 2 | IPP Non-CHP |  | N |  | Y | 25C007 | N |  | Y | N | OP | Pacific Gas & Electric Co | 14328 | CA | 70 |  |  | SoCal Gas
59462 | Heelstone Energy Holdings, LLC | 60101 | Shelby Randolph Road Solar 1, LLC | 2160 Randolph Road | Shelby | NC | 28150 | Cleveland | 35.3092 | -81.5884 | SERC | DUK | Duke Energy Carolinas |  | 22 | NR | 2 | IPP Non-CHP |  | N |  | Y | 13-132-001 | N |  |  |  |  | Duke Energy Carolinas, LLC | 5416 | NC | 12.47
59876 | Lorin Industries | 60102 | Lorin Industries | 1960 Roberts St | Muskegon | MI | 49442 | Muskegon | 43.2166 | -86.2144 | RFC | MISO | Midcontinent Independent Transmission System Operator, Inc.. |  | 332 | NR | 7 | Industrial CHP |  | N |  | N |  | N |  | N |  |  | ITC Transmission | 56068 | MI | 12.47 |  |  | Not known
59882 | Javelina Wind Energy, LLC | 60104 | Javelina Wind Energy, LLC | 5429 Vaquillas Road | Mirando City | TX | 78369 | Webb | 27.3366 | -98.9844 | TRE | ERCO | Electric Reliability Council of Texas, Inc. |  | 22 | NR | 2 | IPP Non-CHP |  | N |  | N |  | N |  | N |  |  | Electric Transmission Texas LLC | 50174 | TX | 138 | 345
59462 | Heelstone Energy Holdings, LLC | 60105 | Lafayette Solar I, LLC | 2239 S. Lafayette Street | Shelby | NC | 28150 | Cleveland | 35.2324 | -81.5642 | SERC | DUK | Duke Energy Carolinas |  | 22 | NR | 2 | IPP Non-CHP |  | N |  | Y | 13-553-000 | N |  |  |  |  | Duke Energy Carolinas, LLC | 5416 | NC | 12.47
59462 | Heelstone Energy Holdings, LLC | 60106 | Rockingham Solar, LLC | 181 Beaver Dam Church Road | Marston | NC | 28363 | Richmond | 34.9807 | -79.6037 | SERC | DUK | Duke Energy Carolinas |  | 22 | NR | 2 | IPP Non-CHP |  | N |  | Y | 14-627-001 | N |  |  |  |  | Duke Energy Progress - (NC) | 3046 | NC | 23
59462 | Heelstone Energy Holdings, LLC | 60107 | York Road Solar I, LLC | 929 York Road | Kings Mountain | NC | 28086 | Cleveland | 35.2222 | -81.3337 | SERC | DUK | Duke Energy Carolinas |  | 22 | NR | 2 | IPP Non-CHP |  | N |  | Y | 13-508-000 | N |  |  |  |  | Duke Energy Carolinas, LLC | 5416 | NC | 12.47
59462 | Heelstone Energy Holdings, LLC | 60108 | SID Solar I, LLC | 1017 Industry Drive | Shelby | NC | 28152 | Cleveland | 35.2586 | -81.5056 | SERC | DUK | Duke Energy Carolinas |  | 22 | NR | 2 | IPP Non-CHP |  | N |  | Y | 13-552-000 | N |  |  |  |  | Duke Energy Carolinas, LLC | 5416 | NC | 12.47
59885 | UIL Distributed Resources, LLC | 60109 | UDR Glastonbury Fuel Cell | 1835 Hebron Avenue | Glastonbury | CT | 6033 | Hartford | 41.717 | -72.5361 | NPCC | ISNE | ISO New England Inc. | Municipality | 22 | NR | 2 | IPP Non-CHP |  | N |  | N |  | N |  |  |  |  | Eversource | 59497 | CT | 23 |  |  | Algonquin
57313 | SolarCity Corporation | 60110 | Town of Needham VNEM | 1407 Central Avenue | Needham | MA | 2192 | Norfolk | 42.2767 | -71.2594 | NPCC | ISNE | ISO New England Inc. |  | 22 | NR | 2 | IPP Non-CHP | N | N |  | N |  | N |  |  |  |  | Eversource | 59497 | CT | 10
57313 | SolarCity Corporation | 60111 | Williamsburg Solar LLC VNEM | 67 Main Street | Haydenville | MA | 1039 | Hampshire | 42.3872 | -72.717 | NPCC | ISNE | ISO New England Inc. |  | 22 | NR | 2 | IPP Non-CHP | N | N |  | N |  | N |  |  |  |  | National Grid | 13516 | MA | 480
57313 | SolarCity Corporation | 60112 | Oregon Convention Center | 777 NE MLK Jr. Blvd | Portland | OR | 97232 | Multnomah | 45.5285 | -122.6632 | WECC | PACW | PacifiCorp - West |  | 22 | NR | 2 | IPP Non-CHP |  | N |  | N |  | N |  |  |  |  | Pacific Power & Light Co | 14356 | OR | 480
57313 | SolarCity Corporation | 60113 | Jackson Board of Education-Liberty HS | 125 N Hope Chapel Rd | Jackson | NJ | 8527 | Ocean | 40.0927 | -74.262 | RFC | PJM | PJM Interconnection, LLC |  | 22 | NR | 2 | IPP Non-CHP |  | N |  | N |  | N |  |  |  |  | Jersey Central Power & Lt Co | 9726 | OH | 480
57313 | SolarCity Corporation | 60114 | Oneida County- DPW | 6000 Airport Rd | Oriskany | NY | 13424 | Oneida | 43.1508 | -75.3713 | NPCC | ISNE | ISO New England Inc. |  | 22 | NR | 2 | IPP Non-CHP |  | N |  | N |  | N |  |  |  |  | National Grid | 56404 | NY | 277 | 240
57313 | SolarCity Corporation | 60115 | Town of Halfmoon | 8 Brookwood Road | Waterford | NY | 12188 | Saratoga | 42.835 | -73.6757 | NPCC | ISNE | ISO New England Inc. |  | 22 | NR | 2 | IPP Non-CHP |  | N |  | N |  | N |  |  |  |  | National Grid | 56404 | NY | 277
57313 | SolarCity Corporation | 60116 | BJ's Wholesale Club, Inc- Uxbridge | 869 Quaker Hwy | Uxbridge | MA | 1569 | Worcester | 42.0197 | -71.6041 | NPCC | ISNE | ISO New England Inc. |  | 22 | NR | 2 | IPP Non-CHP |  | N |  | N |  | N |  |  |  |  | National Grid | 13516 | MA | 277
4254 | Consumers Energy Co | 60117 | Western Michigan Solar Gardens | Engineering Dr | Kalamazoo | MI | 49008 | Kalamazoo | 42.2525 | -85.6427 | RFC | MISO | Midcontinent Independent Transmission System Operator, Inc.. |  | 22 | RE | 1 | Electric Utility |  | N |  | N |  | N |  |  |  |  | Consumers Energy Co | 4254 | MI | 14.4
4254 | Consumers Energy Co | 60118 | Grand Valley Solar Gardens | 10136 48th Ave | Allendale | MI | 49401 | Ottawa | 42.9531 | -85.9012 | RFC | MISO | Midcontinent Independent Transmission System Operator, Inc.. |  | 22 | RE | 1 | Electric Utility |  | N |  | N |  | N |  |  |  |  | Consumers Energy Co | 4254 | MI | 12.47
59893 | Northern Water Hydropower Enterprise | 60119 | Granby Hydro | 1550 County Road 627 | Granby | CO | 80446 | Grand | 40.1464 | -105.8683 | WECC | PSCO | Public Service Company of Colorado | Lake Granby Reservoir | 22131 | NR | 4 | Commercial Non-CHP |  | N |  | N |  | N |  |  |  |  | Mountain Parks Electric, Inc | 13050 | CO | 25.6
59892 | UCI Fuel Cell, LLC | 60120 | UCI Fuel Cell | 101 The City Drive South | Orange | CA | 92868 | Orange | 33.788 | -117.8901 | WECC | CISO | California Independent System Operator |  | 22 | NR | 3 | IPP CHP |  | Y | 16-238-000 | N |  | N |  |  |  |  | Southern California Edison Co | 17609 | CA | 12.6 |  |  | Southern California Gas Company
59894 | HCE Johnston I, LLC | 60121 | HCE Johnston I, LLC | 13923 NC Hwy 50 N | Willow Springs | NC | 27592 | Johnston | 35.56 | -78.5945 | SERC | DUK | Duke Energy Carolinas |  | 22 | NR | 2 | IPP Non-CHP |  | Y | SP-3364 | N |  | N |  |  |  |  | Duke Energy Carolinas, LLC | 5416 | NC | 23
6035 | Exelon Power | 60122 | Colorado Bend II | 3863 S. Highway 60 | Wharton | TX | 77488 | Wharton | 29.2894 | -96.0654 | TRE | ERCO | Electric Reliability Council of Texas, Inc. | Wells | 22 | NR | 2 | IPP Non-CHP |  | N |  | N |  | Y | pending |  |  |  | CenterPoint Energy | 8901 | TX | 138 |  |  | Houston Pipe Line & Gulf South Pipe Line
59896 | Upco Power 1, LLC | 60123 | Castle Gap Solar | 5291 US HWY 385 South | McCarney | TX | 79752 | Upton | 31.255 | -102.272 | TRE | ERCO | Electric Reliability Council of Texas, Inc. |  | 22 | NR | 2 | IPP Non-CHP |  | N |  | N |  | N |  |  |  |  | Lower Colorado River Authority | 11269 |  | 138
59897 | LKL Goldfinch, LLC | 60124 | Goldfinch | 4747 Medulla Rd | Lakeland | FL | 33811 | Polk | 27.9821 | -82.042 | FRCC | FMPP | Florida Municipal Power Pool |  | 22 | NR | 2 | IPP Non-CHP |  | N |  | Y | 15-103-100 | N |  |  |  |  | City of Lakeland - (FL) | 10623 | FL | 12.47
59898 | Kawailoa Solar, LLC | 60125 | Kawailoa Solar | 61-488 Kamehameha Hwy | Haleiwa | HI | 96712 | Honolulu | 21.624 | -158.055 |  | HECO | Hawaiian Electric Co Inc |  | 22 | NR | 2 | IPP Non-CHP |  | N |  | N |  | N |  |  |  |  | Hawaii Electric Light Co Inc | 8287 | HI
59899 | OEE XVII, LLC | 60126 | Harpster Wind | 18898 Township Highway 125 | Harpster | OH | 43323 | Wyandot | 40.7183 | -83.2287 | RFC | PJM | PJM Interconnection, LLC |  | 486 | NR | 4 | Commercial Non-CHP | Y | N |  | N |  | N |  |  |  |  | Ohio Power Co | 14006 | OH | 4.1
58468 | Dominion Renewable Energy | 60127 | Eastern Shore Solar, LLC | 28495 Withams Road | Oak Hall | VA | 23416 | Accomack | 37.9439 | -75.5696 | RFC | PJM | PJM Interconnection, LLC |  | 22 | NR | 2 | IPP Non-CHP |  | N |  | N |  | N |  | N |  |  | Delmarva Power | 5027 | MD | 138
59905 | OEE XIX, LLC | 60128 | Zephyr Wind | 12385 Township Road 215 | Findlay | OH | 45840 | Hancock | 41.0961 | -83.6414 | RFC | PJM | PJM Interconnection, LLC |  | 332 | NR | 6 | Industrial Non-CHP | Y | N |  | N |  | N |  |  |  |  | Ohio Power Co | 14006 | OH | 34.5
59462 | Heelstone Energy Holdings, LLC | 60129 | Red Toad 1425 A Powatan Road, LLC | 1425 A Powhatan Road | Clayton | NC | 27520 | Johnston | 35.6042 | -78.3709 | SERC | DUK | Duke Energy Carolinas |  | 22 | NR | 2 | IPP Non-CHP |  | N |  | Y | 15-116-000 | N |  |  |  |  | Duke Energy Progress - (NC) | 3046 | NC | 12.47
5199 | Devon Energy Production Co | 60130 | Big Sand Draw Plant | 149 Sand Draw Road | Riverton | WY | 82501 | Fremont | 42.7527 | -108.1697 | WECC | WACM | Western Area Power Administration - Rocky Mountain Region |  | 211 | NR | 6 | Industrial Non-CHP |  | N |  | N |  | N |  | N |  |  | High Plains Power Inc | 8566 | WY | 24.9 |  |  | Lost Creek Gathering Company, L.L.C.
59462 | Heelstone Energy Holdings, LLC | 60131 | Durham Solar | 2418 Cheek Road | Durham | NC | 27704 | Durham | 36.0049 | -78.8485 | SERC | DUK | Duke Energy Carolinas |  | 22 | NR | 2 | IPP Non-CHP |  | N |  | Y | 15-433 | N |  |  |  |  | Duke Energy Carolinas, LLC | 5416 | NC | 12.47
58720 | Enbridge | 60132 | New Creek Wind | TBD | Scherr | WV | 26833 | Grant | 39.2006 | -79.1406 | RFC | PJM | PJM Interconnection, LLC |  | 22 | NR | 2 | IPP Non-CHP |  | N |  | N |  | N |  | N |  |  | Virginia Electric & Power Co | 19876 | VA | 500
59462 | Heelstone Energy Holdings, LLC | 60133 | Morgan Farm, LLC | 4355 NC 56 Highway | Louisburg | NC | 27549 | Franklin | 36.0956 | -78.152 | SERC | DUK | Duke Energy Carolinas |  | 22 | NR | 2 | IPP Non-CHP |  | N |  | Y | 14-538-001 | N |  |  |  |  | Duke Energy Progress - (NC) | 3046 | NC | 23
59462 | Heelstone Energy Holdings, LLC | 60134 | Nashville Farms, LLC | 3615 Becton Road | Nashville | NC | 27856 | Nash | 36.0344 | -78.0106 | SERC | DUK | Duke Energy Carolinas |  | 22 | NR | 2 | IPP Non-CHP |  | N |  | Y | 12-368-003 | N |  |  |  |  | Duke Energy Progress - (NC) | 3046 | NC | 23
59462 | Heelstone Energy Holdings, LLC | 60135 | Cedar Solar, LLC | 1194 S. NC 41/111 Hwy | Beaulaville | NC | 28518 | Duplin | 34.9158 | -77.7757 | SERC | DUK | Duke Energy Carolinas |  | 22 | NR | 2 | IPP Non-CHP |  | N |  | Y | 14-221-001 | N |  |  |  |  | Duke Energy Progress - (NC) | 3046 | NC | 23
59462 | Heelstone Energy Holdings, LLC | 60136 | Elm Solar, LLC | 1399 Fire Tower Road | Sanford | NC | 27330 | Lee | 35.4538 | -79.1895 | SERC | DUK | Duke Energy Carolinas |  | 22 | NR | 2 | IPP Non-CHP |  | N |  | Y | 14-548-002 | N |  |  |  |  | Duke Energy Progress - (NC) | 3046 | NC | 23
5580 | East Kentucky Power Coop, Inc | 60137 | Glasgow LFGTE | 405 Glenn Garry Road | Glasgow | KY | 42141 | Barren | 36.9874 | -85.9575 | SERC | PJM | PJM Interconnection, LLC |  | 22 | RE | 1 | Electric Utility |  | N |  | N |  | N |  |  |  |  | East Kentucky Power Coop, Inc | 5580 |  | 14
6455 | Duke Energy Florida, Inc | 60138 | Citrus County Combined Cycle Plant | 14385 N. Access Road | Crystal River | FL | 34428 | Citrus | 28.9674 | -82.6779 | FRCC | FPC | Progress Energy Florida | Gulf of Mexico | 22 | RE | 1 | Electric Utility |  | N |  | N |  | N |  |  |  |  | Duke Energy Florida, Inc | 6455 | FL | 500 | 230 |  | Sabal Trail Transmission
58658 | Sunlight Partners | 60139 | Alexis Solar | 3400 US 258 HWY | Kinston | NC | 28504 | Lenoir | 35.3279 | -77.6609 | SERC | DUK | Duke Energy Carolinas |  | 22 | NR | 2 | IPP Non-CHP |  | N |  | Y | 15-331-000 | N |  |  |  |  | Duke Energy Progress - (NC) | 3046 | NC
58658 | Sunlight Partners | 60140 | Brooke Solar | 399 Julian Smith Rd | Henderson | NC | 27537 | Vance | 36.2443 | -78.3772 | SERC | DUK | Duke Energy Carolinas |  | 22 | NR | 2 | IPP Non-CHP |  | N |  | Y | 15-338-000 | N |  |  |  |  | Duke Energy Progress - (NC) | 3046 | NC
58658 | Sunlight Partners | 60141 | Izia Solar | 6300 NC 39 | Henderson | NC | 27536 | Vance | 36.2743 | -78.3625 | SERC | DUK | Duke Energy Carolinas |  | 22 | NR | 2 | IPP Non-CHP |  | N |  | Y | 15-354-000 | N |  |  |  |  | Duke Energy Progress - (NC) | 3046 | NC
59937 | Lemoore PV1, LLC | 60142 | Lemoore 1 | 14805 19th Ave | Lemoore | CA | 93245 | Kings | 36.2579 | -119.7981 | WECC | CISO | California Independent System Operator |  | 22 | NR | 2 | IPP Non-CHP |  | N |  | Y | 15-431-001 | N |  |  |  |  | Pacific Gas & Electric Co | 14328 | CA | 12.3
56146 | Black Hills/Colorado Elec.Util | 60143 | Peak View Wind Farm |  | Walsenburg | CO | 81089 | Huerfano | 37.7104 | -104.5055 | WECC |  |  |  | 22 | RE | 1 | Electric Utility | N | N |  | N |  | N |  | N |  |  | Black Hills/Colorado Elec.Util | 56146 | CO | 115
59935 | Baltimore Church Solar, LLC | 60144 | Baltimore Church Solar, LLC | 1148 Baltimore Church Road | Fairmont | NC | 28340 | Robeson | 34.4667 | -79.1524 | SERC | DUK | Duke Energy Carolinas |  | 22 | NR | 2 | IPP Non-CHP |  | N |  | Y | 14-780-000 | Y | 14-780-000 |  |  |  | Duke Energy Progress - (NC) | 3046 | NC | 22.86
56545 | Pattern Operators LP | 60145 | Broadview Energy JN, LLC | 498 State Road 19 | Texico | NM | 88135 | Curry | 34.7342 | -103.108 | WECC | PNM | Public Service Company of New Mexico |  | 22 | NR | 2 | IPP Non-CHP |  | N |  | N |  | N |  |  |  |  | Public Service Co of NM | 15473 | NM | 345
59938 | Cohen Farm Solar, LLC | 60146 | Cohen Farm Solar, LLC | 2289 Brown Road | Sanford | NC | 27330 | Lee | 35.5572 | -79.1958 | SERC | DUK | Duke Energy Carolinas |  | 22 | NR | 2 | IPP Non-CHP |  | N |  | Y | 14-704-000 | Y | 14-704-000 |  |  |  | Duke Energy Progress - (NC) | 3046 | NC | 22.86
59939 | Floyd Solar, LLC | 60147 | Floyd Solar, LLC | 5555 Stone Road | Fairmont | NC | 28340 | Robeson | 34.5091 | -79.1359 | SERC | DUK | Duke Energy Carolinas |  | 22 | NR | 2 | IPP Non-CHP |  | N |  | Y | 14-644-000 | Y | 14-644-000 |  |  |  | Duke Energy Progress - (NC) | 3046 | NC | 22.86
59940 | McDougald Solar, LLC | 60148 | McDougald Solar, LLC | 1915 McDougald Road | Lillington | NC | 27546 | Harnett | 35.398 | -78.877 | SERC | DUK | Duke Energy Carolinas |  | 22 | NR | 2 | IPP Non-CHP |  | N |  | Y | 15-367-000 | Y | 15-367-000 |  |  |  | Duke Energy Progress - (NC) | 3046 | NC | 22.86
59941 | Innovative Solar 43, LLC | 60149 | Innovative Solar 43, LLC | 852 Brown Road | Ivanhoe | NC | 28447 | Bladen | 34.53 | -78.3048 | SERC | DUK | Duke Energy Carolinas |  | 22 | NR | 2 | IPP Non-CHP |  | N |  | Y | 14-379-000 | Y | 14-379-000 |  |  |  | Duke Energy Progress - (NC) | 3046 | NC | 22.86
59942 | Argos Solar LLC | 60150 | Cornell Geneva Solar Farm | 3425 Sutton Road | Seneca | NY | 14456 | Ontario | 42.866 | -77.031 | NPCC | NYIS | New York Independent System Operator |  | 22 | NR | 2 | IPP Non-CHP |  | N |  | Y | 16-409-000 | N |  | N |  |  | New York State Elec & Gas Corp | 13511 | NY | 0.48 | 12.5
57104 | Golden Springs Development Company LLC | 60151 | Building F | 12825 Carmenita Road | Santa Fe Springs | CA | 90670 | Los Angeles | 33.9144 | -118.0502 | WECC | CISO | California Independent System Operator |  | 22 | NR | 2 | IPP Non-CHP |  | N |  | N |  | N |  |  |  |  | Southern California Edison Co | 17609 | CA | 12
56545 | Pattern Operators LP | 60152 | Broadview Energy KW, LLC | 498 State Road 19 | Texico | NM | 88135 | Curry | 34.727 | -103.1668 | WECC | PNM | Public Service Company of New Mexico |  | 22 | NR | 2 | IPP Non-CHP |  | N |  | N |  | N |  |  |  |  | Public Service Co of NM | 15473 | NM | 345
57104 | Golden Springs Development Company LLC | 60153 | Building G | 13227 Orden Drive | Santa Fe Springs | CA | 90670 | Los Angeles | 33.9129 | -118.0506 | WECC | CISO | California Independent System Operator |  | 22 | NR | 2 | IPP Non-CHP |  | N |  | N |  | N |  |  |  |  | Southern California Edison Co | 17609 | CA
57104 | Golden Springs Development Company LLC | 60154 | Buidling L | 13607 Orden Drive | Santa Fe Springs | CA | 90670 | Los Angeles | 33.9129 | -118.0419 | WECC | CISO | California Independent System Operator |  | 22 | NR | 2 | IPP Non-CHP |  | N |  | N |  | N |  |  |  |  | Southern California Edison Co | 17609 | CA | 12
58658 | Sunlight Partners | 60155 | Signature Solar | 138 Reilly Farms Ln | Princeton | NC | 27569 | Johnston | 35.458 | -78.2046 | SERC | DUK | Duke Energy Carolinas |  | 22 | NR | 2 | IPP Non-CHP |  | N |  | Y | 15-363-000 | N |  |  |  |  | Duke Energy Progress - (NC) | 3046 | NC
58658 | Sunlight Partners | 60156 | Shelter Solar | 2597 Turnpike Rd | Raeford | NC | 28376 | Hoke | 34.9838 | -79.268 | SERC | DUK | Duke Energy Carolinas |  | 22 | NR | 2 | IPP Non-CHP |  | N |  | Y | QF15-364-000 | N |  |  |  |  | Duke Energy Progress - (NC) | 3046 | NC
58658 | Sunlight Partners | 60157 | Heedeh Solar | 487 Brinkley Rd | Delco | NC | 28436 | Columbus | 34.3087 | -78.2215 | SERC | DUK | Duke Energy Carolinas |  | 22 | NR | 2 | IPP Non-CHP |  | N |  | Y | QF15-345-000 | N |  |  |  |  | Duke Energy Progress - (NC) | 3046 | NC
58658 | Sunlight Partners | 60158 | June Solar | 4040 Mitchell Rd | Delco | NC | 28436 | Columbus | 34.3047 | -78.2838 | SERC | DUK | Duke Energy Carolinas |  | 22 | NR | 2 | IPP Non-CHP |  | N |  | Y | QF15-353-000 | N |  |  |  |  | Duke Energy Progress - (NC) | 3046 | NC
58658 | Sunlight Partners | 60159 | Roman Solar | 621 Walker Avenue | Norlina | NC | 27563 | Warren | 36.4498 | -78.195 | SERC | DUK | Duke Energy Carolinas |  | 22 | NR | 2 | IPP Non-CHP |  | N |  | Y | QF15-356-000 | N |  |  |  |  | Duke Energy Progress - (NC) | 3046 | NC
58658 | Sunlight Partners | 60160 | Tate Solar | 6800 Taylors Gin Rd | Castalia | NC | 27816 | Nash | 36.0661 | -78.0296 | SERC | DUK | Duke Energy Carolinas |  | 22 | NR | 2 | IPP Non-CHP |  | N |  | Y | QF15-362-000 | N |  |  |  |  | Duke Energy Progress - (NC) | 3046 | NC
58658 | Sunlight Partners | 60161 | Eagle Solar | 1391 Warren Plains Rd | Warrenton | NC | 27589 | Warren | 36.4583 | -78.1551 | SERC | DUK | Duke Energy Carolinas |  | 22 | NR | 2 | IPP Non-CHP |  | N |  | Y | QF15-348-000 | N |  |  |  |  | Duke Energy Progress - (NC) | 3046 | NC
58658 | Sunlight Partners | 60162 | Wilfork Solar | 361 Daw Pate Rd | Goldsboro | NC | 27534 | Wayne | 35.4326 | -77.9335 | SERC | DUK | Duke Energy Carolinas |  | 22 | NR | 2 | IPP Non-CHP |  | N |  | Y | QF15-361-000 | N |  |  |  |  | Duke Energy Progress - (NC) | 3046 | NC
58658 | Sunlight Partners | 60163 | Hawk Solar | 948 Walter Collins Rd | Castalia | NC | 27816 | Nash | 36.1218 | -78.1505 | SERC | DUK | Duke Energy Carolinas |  | 22 | NR | 2 | IPP Non-CHP |  | N |  | Y | QF15-342-000 | N |  |  |  |  | Duke Energy Progress - (NC) | 3046 | NC
58658 | Sunlight Partners | 60164 | Jordan Solar | 3967 Weldons Mill Rd | Henderson | NC | 27537 | Vance | 36.2786 | -78.3171 | SERC | DUK | Duke Energy Carolinas |  | 22 | NR | 2 | IPP Non-CHP |  | N |  | Y | QF15-351-000 | N |  |  |  |  | Duke Energy Progress - (NC) | 3046 | NC
58658 | Sunlight Partners | 60165 | Robin Solar | 892 Oberry Rd | Dudley | NC | 28333 | Wayne | 35.2644 | -78.0814 | SERC | DUK | Duke Energy Carolinas |  | 22 | NR | 2 | IPP Non-CHP |  | N |  | Y | QF15-357-000 | N |  |  |  |  | Duke Energy Progress - (NC) | 3046 | NC
58658 | Sunlight Partners | 60166 | Higgins Solar | 7230 Simmons Rd | Castalia | NC | 27816 | Nash | 36.0704 | -78.0538 | SERC | DUK | Duke Energy Carolinas |  | 22 | NR | 2 | IPP Non-CHP |  | N |  | Y | QF15-347-000 | N |  |  |  |  | Duke Energy Progress - (NC) | 3046 | NC
58658 | Sunlight Partners | 60167 | Carter Solar | 2771 Bumpy Ln | Battleboro | NC | 27809 | Nash | 36.0459 | -77.8943 | SERC | DUK | Duke Energy Carolinas |  | 22 | NR | 2 | IPP Non-CHP |  | N |  | Y | QF15-336-000 | N |  |  |  |  | Duke Energy Progress - (NC) | 3046 | NC
58658 | Sunlight Partners | 60168 | Sadie Solar | 644 Woodard Rd | Princeton | NC | 27569 | Johnston | 35.4401 | -78.2076 | SERC | DUK | Duke Energy Carolinas |  | 22 | NR | 2 | IPP Non-CHP |  | N |  | Y | QF15-355-000 | N |  |  |  |  | Duke Energy Progress - (NC) | 3046 | NC
58658 | Sunlight Partners | 60169 | Icarus Solar | 1725 N. Beston Rd | Goldsboro | NC | 27534 | Wayne | 35.3695 | -77.8534 | SERC | DUK | Duke Energy Carolinas |  | 22 | NR | 2 | IPP Non-CHP |  | N |  | Y | QF15-346-000 | N |  |  |  |  | Duke Energy Carolinas, LLC | 5416 | NC
58658 | Sunlight Partners | 60170 | Iga Solar | 908 NC 98 Highway E | Bunn | NC | 27508 | Franklin | 35.9412 | -78.2165 | SERC | DUK | Duke Energy Carolinas |  | 22 | NR | 2 | IPP Non-CHP |  | N |  | Y | QF15-350-000 | N |  |  |  |  | Duke Energy Progress - (NC) | 3046 | NC
58658 | Sunlight Partners | 60171 | Clayton Solar | 1387 Old Bailey Hwy | Nashville | NC | 27856 | Nash | 35.9563 | -77.9724 | SERC | DUK | Duke Energy Carolinas |  | 22 | NR | 2 | IPP Non-CHP | N | Y | QF-341-000 | Y | QF-15-341-000 | N |  |  |  |  | Duke Energy Progress - (NC) | 3046 | NC
58658 | Sunlight Partners | 60172 | Christina Solar | 250 JP Taylor Rd | Henderson | NC | 27537 | Vance | 36.295 | -78.3931 | SERC | DUK | Duke Energy Carolinas |  | 22 | NR | 2 | IPP Non-CHP |  | N |  | Y | QF15-334-000 | N |  |  |  |  | Duke Energy Progress - (NC) | 3046 | NC
58658 | Sunlight Partners | 60173 | Longleaf Solar | 3023 Bakers Chapel Rd | Smithfield | NC | 27577 | Johnston | 35.4316 | -78.2402 | SERC | DUK | Duke Energy Carolinas |  | 22 | NR | 2 | IPP Non-CHP |  | N |  | Y | QF15-360-000 | N |  |  |  |  | Duke Energy Progress - (NC) | 3046 | NC
58658 | Sunlight Partners | 60174 | Cardinal Solar | 709 Hickory Rock Rd | Louisburg | NC | 27549 | Franklin | 36.0994 | -78.2294 | SERC | DUK | Duke Energy Carolinas |  | 22 | NR | 2 | IPP Non-CHP |  | N |  | Y | QF15-337-000 | N |  |  |  |  | Duke Energy Progress - (NC) | 3046 | NC
58658 | Sunlight Partners | 60175 | Bonnie Solar | 9901 Main Street | Castalia | NC | 27816 | Nash | 36.0859 | -78.0622 | SERC | DUK | Duke Energy Carolinas |  | 22 | NR | 2 | IPP Non-CHP | N | N |  | Y | QF-15-399-000 | N |  |  |  |  | Duke Energy Progress - (NC) | 3046 | NC
58658 | Sunlight Partners | 60176 | Anna Solar | 1274 Cheeks Quarter Rd | Henderson | NC | 27537 | Vance | 36.2649 | -78.2961 | SERC | DUK | Duke Energy Carolinas |  | 22 | NR | 2 | IPP Non-CHP |  | N |  | Y | QF15-332-000 | N |  |  |  |  | Duke Energy Progress - (NC) | 3046 | NC
58658 | Sunlight Partners | 60177 | Blue Bird Solar | 900 Mabry Mill Rd | Henderson | NC | 27537 | Vance | 36.3831 | -78.3503 | SERC | DUK | Duke Energy Carolinas |  | 22 | NR | 2 | IPP Non-CHP |  | N |  | Y | QF15-340-000 | N |  |  |  |  | Duke Energy Progress - (NC) | 3046 | NC
58658 | Sunlight Partners | 60178 | Cash Solar | 4781 Loop Rd | Nashville | NC | 27856 | Nash | 36.0282 | -77.9233 | SERC | DUK | Duke Energy Carolinas |  | 22 | NR | 2 | IPP Non-CHP |  | N |  | Y | QF15-335-000 | N |  |  |  |  | Duke Energy Progress - (NC) | 3046 | NC
58658 | Sunlight Partners | 60179 | Daystar Solar | 300 Harriett Lane | Pollocksville | NC | 28573 | Jones | 35.0356 | -77.2025 | SERC | DUK | Duke Energy Carolinas |  | 22 | NR | 2 | IPP Non-CHP |  | N |  | Y | QF15-349-000 | N |  |  |  |  | Duke Energy Progress - (NC) | 3046 | NC
58658 | Sunlight Partners | 60180 | Kathleen Solar | 3644 Chalybeate Springs Rd | Fuquay Varina | NC | 27526 | Wake | 35.5138 | -78.8024 | SERC | DUK | Duke Energy Carolinas |  | 22 | NR | 2 | IPP Non-CHP |  | N |  | Y | QF15-352-000 | N |  |  |  |  | Duke Energy Progress - (NC) | 3046 | NC
58658 | Sunlight Partners | 60181 | Grove Solar | 1100 Washington Post Road | New Bern | NC | 28560 | Craven | 35.1692 | -77.1182 | SERC | DUK | Duke Energy Carolinas |  | 22 | NR | 2 | IPP Non-CHP |  | N |  | Y | QF15-344-000 | N |  |  |  |  | Duke Energy Progress - (NC) | 3046 | NC
57104 | Golden Springs Development Company LLC | 60182 | Dulles | 3198 Dulles Drive | Jurupa Valley | CA | 91752 | Riverside | 34.0301 | -117.5178 | WECC | CISO | California Independent System Operator |  | 22 | NR | 2 | IPP Non-CHP |  | N |  | N |  | N |  |  |  |  | Southern California Edison Co | 17609 | CA | 12
57104 | Golden Springs Development Company LLC | 60183 | Freeway Springs | 13833 Freeway Drive | Santa Fe Springs | CA | 90670 | Los Angeles | 33.8926 | -118.0376 | WECC | CISO | California Independent System Operator |  | 22 | NR | 2 | IPP Non-CHP |  | N |  | N |  | N |  |  |  |  | Southern California Edison Co | 17609 | CA | 12
59946 | ADS Renewable Energy- Wolf Creek, LLC | 60184 | ADS Renewable Energy-Wolf Creek LLC | 911 Landfill Road | Dry Branch | GA | 31020 | Twiggs | 32.7755 | -83.4348 | SERC | SOCO | Southern Company Services, Inc. - Trans |  | 22 | NR | 2 | IPP Non-CHP |  | N |  | N |  | N |  |  |  |  | Oconee Electric Member Corp | 13962 | GA | 25
58661 | Sustainable Power Group, LLC | 60185 | Solverde 1 | 9146 W. Ave L | Lancaster | CA | 93534 | Los Angeles | 34.6557 | -118.2982 | WECC | CISO | California Independent System Operator |  | 22 | NR | 2 | IPP Non-CHP |  | N |  | N |  | N |  |  |  |  | Southern California Edison Co | 17609 | CA | 220
58661 | Sustainable Power Group, LLC | 60186 | Antelope DSR 1 | 42656 90th St West | Lancaster | CA | 93534 | Los Angeles | 34.6556 | -118.2807 | WECC | CISO | California Independent System Operator |  | 22 | NR | 2 | IPP Non-CHP |  | N |  | N |  | N |  |  |  |  | Southern California Edison Co | 17609 | CA | 220
58661 | Sustainable Power Group, LLC | 60187 | Antelope DSR 2 | 100th Street and W Avenue J | Lancaster | CA | 93534 | Los Angeles | 34.6869 | -118.3117 | WECC | CISO | California Independent System Operator |  | 22 | NR | 2 | IPP Non-CHP |  | N |  | N |  | N |  |  |  |  | Southern California Edison Co | 17609 | CA | 220
59951 | Conetoe Solar, LLC | 60188 | Conetoe Solar | 6003 Highway 64 Alt E | Tarboro | NC | 27866 | Edgecombe | 35.8252 | -77.4578 | SERC | PJM | PJM Interconnection, LLC |  | 22 | NR | 2 | IPP Non-CHP |  | N |  | Y | 14-491-000 | N |  |  |  |  | Virginia Electric & Power Co | 19876 | NC | 12.47
59952 | Sugar Run Solar, LLC | 60189 | Sugar Run Solar | 1187 U.S. Highway 158 East | Sunbury | NC | 27979 | Gates | 36.4378 | -76.5978 | SERC | PJM | PJM Interconnection, LLC |  | 22 | NR | 2 | IPP Non-CHP |  | N |  | Y | 15-264-000 | N |  |  |  |  | Virginia Electric & Power Co | 19876 | NC | 34.5
59209 | Half Moon Ventures, LLC | 60190 | HMW Minster PV I | 2768 Minster Fort Recovery Roa | Village of Minster | OH | 45865 | Auglaize | 40.3904 | -84.4016 | SERC | PJM | PJM Interconnection, LLC |  | 22 | NR | 2 | IPP Non-CHP |  | N |  | N |  | N |  |  |  |  | Village of Minster - (OH) | 12660 | OH | 12.47
59963 | TWE New Bern Solar Project, LLC | 60191 | TWE New Bern Solar Project, LLC | 1185 NC 55 Hwy West | New Bern | NC | 28563 | Craven | 35.1543 | -77.1343 | SERC | DUK | Duke Energy Carolinas |  | 22 | NR | 2 | IPP Non-CHP |  | N |  | Y | 15-286-000 | Y | 15-286-000 |  |  |  | Duke Energy Progress - (NC) | 3046 | NC | 22.86
59967 | Phoenix Energy | 60192 | North Fork Community Power | 57839 Road 225 | North Folk | CA | 93643 | Madera | 37.2315 | -119.4942 | WECC | CISO | California Independent System Operator |  | 22 | NR | 3 | IPP CHP |  | Y | pending | Y | pending | Y | pending |  |  |  | Pacific Gas & Electric Co | 14328 | CA | 12
59969 | Whitethorn Solar LLC | 60193 | Whitethorn Solar LLC |  | Livermore | CA | 94550 | Alameda | 37.691 | -121.717 | WECC | CISO | California Independent System Operator |  | 22 | NR | 2 | IPP Non-CHP |  | N |  | Y | 16-211-000 | N |  |  |  |  | WAPA-- Western Area Power Administration | 27000 | CA | 12.47
2172 | Brazos Electric Power Coop Inc | 60194 | Hill County Generation Facility | 3750 FM 66 | Grandview | TX | 76050 | Hill | 32.2411 | -97.0714 | TRE | ERCO | Electric Reliability Council of Texas, Inc. |  | 22 | RE | 1 | Electric Utility |  | N |  | N |  | N |  |  |  |  | Oncor Electric Delivery Company LLC | 44372 | TX | 345 |  |  | Energy Transfer Fule or North Texas Partner
59300 | PNM Resources | 60195 | South Valley Solar Energy Center | 6060 Douglas Road SW | Albuquerque | NM | 87121 | Bernalillo | 34.9861 | -106.7361 | WECC | PNM | Public Service Company of New Mexico |  | 22 | RE | 1 | Electric Utility |  | N |  | N |  | N |  |  |  |  | Public Service Co of NM | 15473 | NM | 12.47
59300 | PNM Resources | 60196 | Santa Fe Solar Energy Center | 27304 I-25 E. Frontage Road | Santa Fe | NM | 87507 | Santa Fe | 35.5878 | -106.0609 | WECC | PNM | Public Service Company of New Mexico |  | 22 | RE | 1 | Electric Utility |  | N |  | N |  | N |  |  |  |  | Public Service Co of NM | 15473 | NM | 12.47
59300 | PNM Resources | 60197 | Santolina Solar Energy Center | 6000 Shelly Drive SW | Albuquerque | NM | 87151 | Bernalillo | 35.0297 | -106.8555 | WECC | PNM | Public Service Company of New Mexico |  | 22 | RE | 1 | Electric Utility |  | N |  | N |  | N |  |  |  |  | Public Service Co of NM | 15473 | NM | 12.47
59300 | PNM Resources | 60198 | Rio Communities Solar Energy Center | 55 North Navajo Loop | Rio Communities | NM | 87002 | Valencia | 34.5826 | -106.683 | WECC | PNM | Public Service Company of New Mexico |  | 22 | RE | 1 | Electric Utility |  | N |  | N |  | N |  |  |  |  | Public Service Co of NM | 15473 | NM | 12.47
58695 | Coronal Development Services | 60199 | County Home Solar Center, LLC | 230 Victory Lane | Shelby | NC | 28152 | Cleveland | 35.2633 | -81.5087 | SERC | DUK | Duke Energy Carolinas |  | 22 | NR | 2 | IPP Non-CHP |  | N |  | Y | 14-39-000 | N |  |  |  |  | Duke Energy Carolinas, LLC | 5416 | NC | 12.47
59462 | Heelstone Energy Holdings, LLC | 60200 | Laurinburg Solar, LLC (Heelstone) | 19961 Andrew Jackson Highway | Maxton | NC | 28364 | Robeson | 34.7076 | -79.2954 | SERC | DUK | Duke Energy Carolinas |  | 22 | NR | 2 | IPP Non-CHP |  | N |  | Y | 13-632-000 | N |  |  |  |  | Duke Energy Progress - (NC) | 3046 | NC | 23
57365 | Consolidated Edison Solutions Inc | 60201 | CES Cherry Hill Solar | 2000 Route 38 | Cherry Hill | NJ | 8002 | Camden | 39.9419 | -75.0262 | NPCC | PJM | PJM Interconnection, LLC |  | 22 | NR | 2 | IPP Non-CHP |  | N |  | N |  | N |  |  |  |  | Pacific Gas & Electric Co | 14328 | CA | 4
59964 | ESC Brooke County Power I | 60202 | ESC Brooke County Power I |  | Follansbee | WV | 26037 | Brooke | 40.3581 | -80.5989 | RFC | PJM | PJM Interconnection, LLC | Ohio River | 22 | NR | 2 | IPP Non-CHP |  | N |  | N |  | N |  |  |  |  | Monongahela Power Co | 12796 | WV | 345 |  |  | not yet determined
13781 | Northern States Power Co - Minnesota | 60203 | Wheaton Solar | TBD | Wheaton | WI |  |  |  |  | MRO |  |  |  | 22 | RE | 1 | Electric Utility | X | N |  | N |  | N |  |  |  |  | Northern States Power Co | 13780 | WI | 23.9
59965 | ESC Tioga County Power | 60205 | ESC Tioga County Power | 18986 Route 287 | Tioga | PA | 16946 | Tioga | 41.9624 | -77.1039 | RFC | PJM | PJM Interconnection, LLC | air cooled | 22 | NR | 2 | IPP Non-CHP |  | N |  | N |  | N |  |  |  |  | Pennsylvania Electric Co | 14711 | PA | 138 | 345 |  | undetermined
59966 | ESC Harrison County Power | 60206 | ESC Harrison County Power | TBD | Clarksburg | WV | 26301 | Harrison | 39.287 | -80.3229 | RFC | PJM | PJM Interconnection, LLC |  | 22 | NR | 2 | IPP Non-CHP |  | N |  | N |  | N |  | N |  |  | Monongahela Power Co | 12796 | WV | 138 |  |  | undetermined
59977 | Hemlock Solar LLC | 60207 | Hemlock Solar | 614 Lowe's Boulevard | Garysburg | NC | 27831 | Northampton | 36.4691 | -77.5975 | SERC |  |  |  | 22 | NR | 2 | IPP Non-CHP |  | N |  | Y | 14-487-000, 14-487-001 | N |  |  |  |  | Virginia Electric & Power Co | 19876 | NC | 34.5
59996 | Long Farm 46 Solar, LLC | 60208 | Long Farm 46 Solar, LLC | 6738 NC-46 Highway | Garysburg | NC | 27831 | Northampton | 36.467 | -77.618 | SERC | PJM | PJM Interconnection, LLC |  | 22 | NR | 2 | IPP Non-CHP |  | N |  | Y | 15-272-000 | N |  |  |  |  | Virginia Electric & Power Co | 19876 | NC | 34.5
59978 | HXNAir Solar One LLC | 60209 | HXNAir Solar One | 700 Gregory Farm Road | Halifax | NC | 27839 | Halifax | 36.3487 | -77.6315 | SERC |  |  |  | 22 | NR | 2 | IPP Non-CHP |  | N |  | Y | 14-486-000, 14-486-001 | N |  |  |  |  | Virginia Electric & Power Co | 19876 | NC | 34.5
59979 | Cotton Plains Wind I, LLC | 60210 | Cotton Plains Wind Farm |  | Floydada | TX | 79235 | Floyd | 34.0603 | -101.1876 | TRE | ERCO | Electric Reliability Council of Texas, Inc. |  | 22 | NR | 2 | IPP Non-CHP |  | N |  | N |  | N |  |  |  |  | Sharyland Utilities LP | 17008 | TX | 345
58672 | Everpower Wind Holdings Inc | 60211 | Terrapin Hills Wind Farm | 3096 Old Morgantown Road | Accident | MD | 21520 | Garrett | 39.6887 | -79.3376 | RFC | PJM | PJM Interconnection, LLC |  | 22 | NR | 2 | IPP Non-CHP |  | N |  | N |  | N |  |  |  |  | The Potomac Edison Company | 15263 | MD | 138
58672 | Everpower Wind Holdings Inc | 60212 | Mason Dixon Wind Farm | 839 White Oak Hollow Road | Meyersdale | PA | 15552 | Somerset | 39.7938 | -78.8595 | RFC | PJM | PJM Interconnection, LLC |  | 22 | NR | 2 | IPP Non-CHP |  | N |  | N |  | N |  |  |  |  | The Potomac Edison Company | 15263 | MD | 138
59997 | Customized Energy Solutions | 60213 | NA 1(Hagerstown) | 1220 Kenly Avenue | Hagerstown | MD | 21740 | Washington | 39.6189 | -77.7121 | RFC | PJM | PJM Interconnection, LLC |  | 22 | NR | 2 | IPP Non-CHP |  | N |  | N |  | N |  | N |  |  | Hagerstown Light Department | 7908 | MD | 34.5
59997 | Customized Energy Solutions | 60214 | ESS Wesel | Ridge Avenue | Hagerstown | MD | 21740 | Washington | 39.638 | -77.7371 | RFC | PJM | PJM Interconnection, LLC |  | 22 | NR | 2 | IPP Non-CHP |  | N |  | N |  | N |  |  |  |  | Hagerstown Light Department | 7908 | MD | 34.5
59997 | Customized Energy Solutions | 60215 | ESS Fairgrounds | 590 Security Road | Hagerstown | MD | 21740 | Washington | 39.647 | -77.7048 | RFC | PJM | PJM Interconnection, LLC |  | 22 | NR | 2 | IPP Non-CHP |  | N |  | N |  | N |  |  |  |  | Hagerstown Light Department | 7908 | MD | 34.5
59997 | Customized Energy Solutions | 60216 | ESS Lewes | 240 Schley Avenue | Lewes | DE | 19958 | Sussex | 38.7711 | -75.1375 | RFC | PJM | PJM Interconnection, LLC |  | 22 | NR | 2 | IPP Non-CHP |  | N |  | N |  | N |  |  |  |  | City of Lewes - (DE) | 10935 | DE | 15
59999 | Rocksprings Val Verde Wind, LLC | 60217 | Rocksprings | 1825 US 377 | Del Rio | TX | 78840 | Val Verde | 29.7275 | -100.7943 | TRE | ERCO | Electric Reliability Council of Texas, Inc. |  | 22 | NR | 2 | IPP Non-CHP |  | N |  | N |  | N |  |  |  |  | AEP Texas Central Company | 3278 | TX | 138
59998 | Frontier Windpower, LLC | 60218 | Frontier Windpower | 1100 N Ranch Drive | Newkirk | OK | 74647 | Kay | 36.8389 | -97.181 | SPP | SPA | Southwestern Power Administration |  | 22 | NR | 2 | IPP Non-CHP |  | N |  | N |  | N |  |  |  |  | Oklahoma Gas & Electric Co | 14063 | OK | 345
60004 | Strata Roof 1, LLC | 60219 | Strata Roof 1 | 4061 Gateway Park Blvd | Sacramento | CA | 95834 | Sacramento | 38.6435 | -121.5055 | WECC | BANC | Balancing Authority of Northern California |  | 22 | NR | 2 | IPP Non-CHP |  | N |  | N |  | N |  | N |  |  | Sacramento Municipal Util Dist | 16534 | CA | 48
60003 | Zero Waste Energy Development Company LLC | 60220 | Zero Waste Energy Development Co LLC | 685 Lose Esteros Road | San Jose | CA | 95134 | Santa Clara | 37.4325 | -121.9528 | WECC | CISO | California Independent System Operator |  | 22 | NR | 3 | IPP CHP |  | N |  | N |  | N |  |  |  |  | Pacific Gas & Electric Co | 14328 | CA | 21
60002 | Halyard Energy Wharton, LLC | 60221 | Halyard Wharton Energy Center | TX FM 1160 and County Road 392 | El Campo | TX | 77437 | Wharton | 29.265 | -96.3963 | TRE | ERCO | Electric Reliability Council of Texas, Inc. |  | 22 | NR | 2 | IPP Non-CHP |  | N |  | N |  | N |  |  |  |  | Austin Energy | 1015 | TX | 345 |  |  | Tennessee Gas Pipeline TGP Line 100-1 and TGP Line 100-3
59452 | Ingenco Renewable Development, LLC | 60222 | Bristol Plant | 2125 Shakesville Road | Bristol | VA | 24201 | Bristol City | 36.6019 | -82.1431 | RFC | TVA | Tennessee Valley Authority | Municipality | 22 | NR | 2 | IPP Non-CHP |  | N |  | N |  | N |  | N |  |  | Bristol Virginia Utilities | 2248 | VA | 13.7
57128 | Bloom Energy | 60223 | Equinix San Jose | 9 Great Oaks Boulevard | San Jose | CA | 95119 | Santa Clara | 37.2417 | -121.7814 | WECC | CISO | California Independent System Operator | Municipality | 22 | NR | 2 | IPP Non-CHP |  | N |  | N |  | N |  |  |  |  | Pacific Gas & Electric Co | 14328 | CA | 21 |  |  | PG&E Citygate
57128 | Bloom Energy | 60224 | Intel Santa Clara | 2191 Laurelwood Road | Santa Clara | CA | 95054 | Santa Clara | 37.3847 | -121.9638 | WECC | CISO | California Independent System Operator | Municipality | 22 | NR | 2 | IPP Non-CHP |  | N |  | N |  | N |  |  |  |  | Pacific Gas & Electric Co | 14328 | CA | 12 |  |  | PG&E Citygate
57313 | SolarCity Corporation | 60225 | Connecticut Municipal Electric Energy Co | 45 Brush Hill Road | Bozrah | CT | 6334 | New London | 41.5706 | -72.1586 | NPCC | ISNE | ISO New England Inc. |  | 22 | NR | 2 | IPP Non-CHP | Y | N |  | N |  | N |  |  |  |  | Groton Dept of Utilities - (CT) | 7716 | CT | 100
59745 | First Solar Asset Management | 60226 | Rancho Seco Solar, LLC | 14440 Twin Cities Road | Herald | CA | 95638 | Sacramento | 38.3399 | -121.1145 | WECC | BANC | Balancing Authority of Northern California |  | 22 | NR | 2 | IPP Non-CHP |  | N |  | N |  | N |  |  |  |  | Sacramento Municipal Util Dist | 16534 | CA | 69
57313 | SolarCity Corporation | 60227 | BJ's Wholesale Club, Inc.-Burlington, NJ | 309 Dultys Lane | Burlington | NJ | 8016 | Burlington | 40.0985 | -74.8259 | NPCC | ISNE | ISO New England Inc. |  | 22 | NR | 2 | IPP Non-CHP | Y | N |  | N |  | N |  |  |  |  | Public Service Elec & Gas Co | 15477 | NJ | 480
57313 | SolarCity Corporation | 60228 | Connecticut Municipal Electric Energy Co | 82 Rodgers Road | Norwich | CT | 6360 | New London | 41.5383 | -72.1225 | NPCC | ISNE | ISO New England Inc. |  | 22 | NR | 2 | IPP Non-CHP | Y | N |  | N |  | N |  |  |  |  | Connecticut Light & Power Co | 4176 | CT | 100
57313 | SolarCity Corporation | 60229 | Orange County Solar Farm (NY) | 110 Wells Farm Road | Goshen | NY | 10924 | Orange | 41.4049 | -74.3595 | NPCC | ISNE | ISO New England Inc. |  | 22 | NR | 2 | IPP Non-CHP | Y | N |  | N |  | N |  |  |  |  | Orange & Rockland Utils Inc | 14154 | NY | 480
57313 | SolarCity Corporation | 60230 | Maricopa County Community Colleges- Estr | 3000 North Dysart Rd | Avondale | AZ | 85323 | Maricopa | 33.4098 | -112.3403 | WECC |  |  |  | 22 | NR | 2 | IPP Non-CHP | Y | N |  | N |  | N |  |  |  |  | Arizona Public Service Co | 803 | AZ | 100
57313 | SolarCity Corporation | 60231 | Genentech-Oceanside | 1 Antibody Way | Oceanside | CA | 92056 | San Diego | 33.2111 | -117.2996 | WECC | CISO | California Independent System Operator |  | 22 | NR | 2 | IPP Non-CHP | Y | N |  | N |  | N |  |  |  |  | San Diego Gas & Electric Co | 16609 | CA | 100
57313 | SolarCity Corporation | 60232 | Onondaga County- Jamesville | 6660 East Senece Turnpike | Jamesville | NY | 13078 | Onondaga | 42.9866 | -76.0642 | NPCC | NYIS | New York Independent System Operator |  | 22 | NR | 2 | IPP Non-CHP | N | N |  | N |  | N |  |  |  |  | Niagara Mohawk Power Corp. | 13573 | NY | 480
17650 | Southern Power Co | 60233 | RE Garland | 21505 Gaskell Road | Rosamond | CA | 93560 | Kern | 34.8253 | -118.525 | WECC | CISO | California Independent System Operator |  | 22 | NR | 2 | IPP Non-CHP |  | N |  | N |  | Y | EG15-41-000 |  |  |  | Southern California Edison Co | 17609 | CA | 230
40229 | Old Dominion Electric Coop | 60234 | Belle Haven Diesel Generation Facility | 17023 Savagetown Road | Belle Haven | VA | 23306 | Accomack | 37.5486 | -75.7908 | RFC | PJM | PJM Interconnection, LLC |  | 22 | RE | 1 | Electric Utility |  | N |  | N |  | N |  |  |  |  | A & N Electric Coop | 84 | VA | 12.47
40229 | Old Dominion Electric Coop | 60235 | Perdue Diesel Generation Facility | 24332 M N Smith Road | Accomack | VA | 23301 | Accomack | 37.742 | -75.656 | RFC | PJM | PJM Interconnection, LLC |  | 22 | RE | 1 | Electric Utility |  | N |  | N |  | N |  |  |  |  | A & N Electric Coop | 84 | VA | 12.47
40229 | Old Dominion Electric Coop | 60236 | Onancock Diesel Generation Facility | 21543 Bayside Road | Onancock | VA | 23417 | Accomack | 37.7454 | -75.7205 | RFC | PJM | PJM Interconnection, LLC |  | 22 | RE | 1 | Electric Utility |  | N |  | N |  | N |  |  |  |  | A & N Electric Coop | 84 | VA | 12.47
60019 | 96WI 8ME, LLC | 60237 | Midway Solar Farm II | 7096 English Road | Calipatria | CA | 92233 | Imperial | 37.742 | -75.656 | WECC | IID | Imperial Irrigation District |  | 22 | NR | 2 | IPP Non-CHP |  | N |  | N |  | N |  |  |  |  | Imperial Irrigation District | 9216 | CA | 230
60020 | McDonald Solar Farm, LLC | 60238 | McDonald Solar Farm, LLC | 10529 US Hwy 150 | West Terre Haute | IN | 47885 | Vigo | 39.5946 | -87.474 | RFC | MISO | Midcontinent Independent Transmission System Operator, Inc.. |  | 22 | NR | 2 | IPP Non-CHP |  | N |  | Y | QF15-856?000 | N |  |  |  |  | Duke Energy Indiana Inc | 15470 | IN | 12.47
60021 | Pastime Farm, LLC | 60239 | Pastime Farm, LLC | 4078 W Cr 900N Brazil | Brazil | IN | 47834 | Clay | 39.5209 | -87.1816 | RFC | MISO | Midcontinent Independent Transmission System Operator, Inc.. |  | 22 | NR | 2 | IPP Non-CHP |  | N |  | Y | QF15-855?000 | N |  |  |  |  | Duke Energy Indiana Inc | 15470 | IN | 12.47
60026 | Yanceyville Farm 3, LLC | 60240 | Yanceyville Farm 3, LLC | 643 Murray Road | Blanch | NC | 27212 | Caswell | 36.4286 | -79.3489 | SERC | DUK | Duke Energy Carolinas |  | 22 | NR | 2 | IPP Non-CHP |  | N |  | N |  | N |  | N |  |  | Duke Energy Progress - (NC) | 3046 | NC | 7.2
11118 | Lockhart Power Co | 60241 | Union Renewable Energy Facility | 898 Wildcat Road | Enoree | SC | 29335 | Union | 34.6158 | -81.8187 | SERC | DUK | Duke Energy Carolinas |  | 22 | RE | 1 | Electric Utility |  | N |  | Y | QF15-701-000 | N |  |  |  |  | Lockhart Power Co | 11118 | SC | 13.2 | 34.5
59050 | Algonquin Power Co | 60242 | Algonquin SKIC 10 Solar, LLC | 2301 Santiago Road | Taft | CA | 93268 | Kern | 35.1261 | -119.2434 | WECC | CISO | California Independent System Operator |  | 22 | NR | 2 | IPP Non-CHP |  | N |  | N |  | N |  |  |  |  | Pacific Gas & Electric Co | 14328 | CA
221 | Alaska Village Elec Coop, Inc | 60243 | Ambler | 60 Utility Drive | Ambler | AK | 99786 | Northwest Arctic | 67.088 | -157.8567 |  |  |  |  | 22 | RE | 1 | Electric Utility |  | N |  | N |  | N |  |  |  |  | Alaska Village Elec Coop, Inc | 221 | AK | 12.5
221 | Alaska Village Elec Coop, Inc | 60244 | Marshall | 50 Utility Drive | Marshall | AK | 99585 | Wade Hampton | 61.8782 | -162.0851 |  |  |  |  | 22 | RE | 1 | Electric Utility |  | N |  | N |  | N |  |  |  |  | Alaska Village Elec Coop, Inc | 221 | AK | 12.5
221 | Alaska Village Elec Coop, Inc | 60245 | New Stuyahok | 64 Utility Drive | New Stuyahok | AK | 99636 | Dillingham | 59.4484 | -157.3255 |  |  |  |  | 22 | RE | 1 | Electric Utility |  | N |  | N |  | N |  |  |  |  | Alaska Village Elec Coop, Inc | 221 | AK | 12.5
60035 | Michigan Wind 3, LLC | 60246 | Michigan Wind 3 | 2261 Ruth Road | Deckerville | MI | 48427 | Sanilac |  |  | RFC | MISO | Midcontinent Independent Transmission System Operator, Inc.. |  | 22 | NR | 2 | IPP Non-CHP |  | N |  | N |  | N |  |  |  |  | ITC Transmission | 56068 |  | 345
60036 | SR Clinch | 60247 | Valley View Solar | 8995 HWY 34 | Greeley | CO | 80634 | Weld | 40.4188 | -104.8919 | WECC | WACM | Western Area Power Administration - Rocky Mountain Region |  | 22 | NR | 2 | IPP Non-CHP |  | N |  | N |  | N |  |  |  |  | Poudre Valley R E A, Inc | 15257 | CO | 12.47
60036 | SR Clinch | 60248 | Skylark | 8505 Country Road 80.5 | Severance | CO | 80546 | Weld | 40.5779 | -104.8948 | WECC | WACM | Western Area Power Administration - Rocky Mountain Region |  | 22 | NR | 2 | IPP Non-CHP |  | N |  | N |  | N |  |  |  |  | Poudre Valley R E A, Inc | 15257 | CO | 12.47
60038 | Silicon Valley Clean Water | 60249 | Silicon Valley Clean Water | 1400 Radio Road | Redwood City | CA | 94065 | San Mateo | 37.5426 | -122.2311 | WECC | CISO | California Independent System Operator |  | 22 | NR | 3 | IPP CHP |  | N |  | N |  | N |  | N |  |  | Pacific Gas & Electric Co | 14328 | CA | 5 | 12 |  | Pacific Gas & Electric Co
10433 | Kodiak Electric Assn Inc | 60250 | Swampy Acres | Approx 4 MIles SW of Downtown | Kodiak | AK | 99615 | Kodiak Island | 57.7756 | -152.4803 |  | NA | No BA |  | 22 | RE | 1 | Electric Utility |  | N |  | N |  | N |  |  |  |  | Kodiak Electric Assn Inc | 10433 | AK | 12.47
9234 | Indiana Municipal Power Agency | 60251 | IMPA Huntingburg Solar Park | 425 W. Phoenix Dr | Huntingburg | IN | 47542 | Dubois | 38.3196 | -86.9681 | RFC | MISO | Midcontinent Independent Transmission System Operator, Inc.. |  | 22 | RE | 1 | Electric Utility |  | N |  | N |  | N |  |  |  |  | City of Huntingburg - (IN) | 9088 | IN | 12.47
9234 | Indiana Municipal Power Agency | 60252 | IMPA Washington Solar Park | S of Cosby Rd, W of 200 W | Washington | IN | 47501 | Daviess | 38.6535 | -87.2092 | RFC | MISO | Midcontinent Independent Transmission System Operator, Inc.. |  | 22 | RE | 1 | Electric Utility |  | N |  | N |  | N |  |  |  |  | City of Washington - (IN) | 20139 | IN | 12.47
9234 | Indiana Municipal Power Agency | 60253 | IMPA Anderson Solar Park | 6035 Park Rd | Anderson | IN | 46011 | Madison | 40.0516 | -85.7371 | RFC | MISO | Midcontinent Independent Transmission System Operator, Inc.. |  | 22 | RE | 1 | Electric Utility |  | N |  | N |  | N |  |  |  |  | City of Anderson - (IN) | 636 | IN | 13.2
40580 | Southern Minnesota Mun P Agny | 60254 | Owatonna Energy Station | 2884 West Bridge Street | Owatonna | MN | 55060 | Steele | 44.0852 | -93.2627 | MRO | MISO | Midcontinent Independent Transmission System Operator, Inc.. |  | 22 | RE | 1 | Electric Utility |  | N |  | N |  | N |  |  |  |  | Southern Minnesota Mun P Agny | 40580 |  | 69 |  |  | Owatonna Public Utilities
12397 | Metropolitan Water District of S CA | 60255 | Weymouth Solar Plant | 700 Moreno Ave | La Verne | CA | 91750 | Los Angeles | 34.1086 | -117.7822 | WECC | CISO | California Independent System Operator |  | 22 | RE | 1 | Electric Utility | Y | N |  | N |  | N |  |  |  |  | Southern California Edison Co | 17609 | CA | 66
60044 | Bluestem Wind Energy, LLC | 60256 | Bluestem | 13550 E 310 Road | Beaver | OK | 73932 | Beaver | 36.5522 | -100.5876 | SPP | SWPP | Southwest Power Pool |  | 22 | NR | 2 | IPP Non-CHP |  | N |  | N |  | N |  |  |  |  | Oklahoma Gas & Electric Co | 14063 | OK | 345
60045 | Stainback Solar Farm, LLC | 60257 | Stainback Solar Farm | 535 Chestnut Street | Middleburg | NC | 27556 | Vance | 36.3953 | -78.3283 | SERC | DUK | Duke Energy Carolinas |  | 22 | NR | 2 | IPP Non-CHP |  | N |  | Y | 14-510-000 | N |  |  |  |  | Duke Energy Progress - (NC) | 3046 | NC | 22.86
60046 | TPE Alta Luna, LLC | 60258 | Alta Luna | NM State Highway 26 | Deming | NM | 88030 | Luna | 32.572 | -107.4865 | WECC | PNM | Public Service Company of New Mexico |  | 22 | NR | 2 | IPP Non-CHP |  | N |  | N |  | N |  |  |  |  | Tri-State G & T Assn, Inc | 30151 |  | 115
58661 | Sustainable Power Group, LLC | 60259 | Pioneer Wind Park, LLC | 619 Mormon Canyon Road | Glenrock | WY | 82637 | Converse | 42.7282 | -105.8668 | WECC | PACE | PacifiCorp - East |  | 22 | NR | 2 | IPP Non-CHP | N | N |  | N |  | Y | EL 14-1-000 |  |  |  | PacifiCorp | 14354 | WY | 230
221 | Alaska Village Elec Coop, Inc | 60260 | Brevig Mission | 36 Utility Drive | Brevig Mission | AK | 99785 | Nome | 65.3317 | -166.4795 |  | NA | No BA |  | 22 | RE | 1 | Electric Utility |  | N |  | N |  | N |  |  |  |  | Alaska Village Elec Coop, Inc | 221 | AK | 12.5
59745 | First Solar Asset Management | 60261 | Playa Solar 2 | intersection of HWY 93 and Gra | North Las Vegas | NV | 59165 | Clark | 36.408 | -114.908 | WECC | NEVP | Nevada Power Company |  | 22 | NR | 2 | IPP Non-CHP |  | N |  | N |  | N |  |  |  |  | Nevada Power Co | 13407 | NV | 230
49893 | Invenergy Services LLC | 60262 | Prairie Breeze II | 52016 Highway 70 | Elgin | NE | 68636 | Antelope | 41.9877 | -98.2104 | SPP | SWPP | Southwest Power Pool |  | 22 | NR | 2 | IPP Non-CHP |  | N |  | N |  | N |  |  |  |  | Southwest Public Power Dist | 17692 | NE | 230
60047 | Clean Water Services | 60263 | Durham AWTF | 16060 SW 85th Ave | Tigard | OR | 97224 | Washington | 45.4005 | -122.7658 | WECC | PGE | Portland General Electric Company | Municipality | 22132 | NR | 5 | Commercial CHP |  | N |  | N |  | N |  |  |  |  | Portland General Electric Co | 15248 | OR | 115 | 115 |  | Northwest Natural Gas
60048 | PHR Holdings LLC | 60264 | Cielo Lindo | 5501 State Highway 146 | Bacliff | TX | 77518 | Galveston | 29.4923 | -94.9848 | TRE | ERCO | Electric Reliability Council of Texas, Inc. |  | 22 | NR | 2 | IPP Non-CHP |  | N |  | N |  | N |  | N |  |  | CenterPoint Energy | 8901 | TX | 138 |  |  | Kinder Morgan
56990 | NJR Clean Energy Ventures Corporation | 60265 | Junction Road | 78 Junction Road | Raritan Township | NJ | 8822 | Hunterdon | 45.4005 | -122.7658 | RFC | PJM | PJM Interconnection, LLC |  | 22 | NR | 2 | IPP Non-CHP |  | N |  | N |  | N |  |  |  |  | Jersey Central Power & Lt Co | 9726 | NJ | 34.5
56990 | NJR Clean Energy Ventures Corporation | 60266 | Cedar Branch | 2867 Vine Road | Buena Vista Township | NJ | 8360 | Atlantic | 45.4005 | -122.7658 | RFC | PJM | PJM Interconnection, LLC |  | 22 | NR | 2 | IPP Non-CHP |  | N |  | N |  | N |  |  |  |  | Atlantic City Electric Co | 963 | NJ | 12.5
56990 | NJR Clean Energy Ventures Corporation | 60267 | Sharon Station | 781 Route 524 | Upper Freehold Townsh | NJ | 8501 | Monmouth | 40.1826 | -74.539 | RFC | PJM | PJM Interconnection, LLC |  | 22 | NR | 2 | IPP Non-CHP |  | N |  | N |  | N |  |  |  |  | Jersey Central Power & Lt Co | 9726 | NJ | 34.5
60050 | Halyard Energy Henderson, LLC | 60268 | Halyard Henderson Energy Center | TBD | Athens | TX | 75751 | Henderson | 32.07 | -95.6835 | TRE | ERCO | Electric Reliability Council of Texas, Inc. |  | 22 | NR | 2 | IPP Non-CHP |  | N |  | N |  | N |  |  |  |  | Oncor Electric Delivery Company LLC | 44372 | TX | 345 |  |  | Energy Transfer Fuel Pipeline
59056 | Tri Global Energy, LLC | 60269 | Tex-Mex Renewable Energy Project, LLC | TBD | Bailey | TX | 75413 | Bailey | 34.396 | -103.0244 | SPP | ERCO | Electric Reliability Council of Texas, Inc. |  | 22 | NR | 2 | IPP Non-CHP |  | N |  | N |  | N |  |  |  |  | Southwestern Public Service Co | 17718 | TX
59056 | Tri Global Energy, LLC | 60270 | Blue Cloud Renewable Energy Project, LLC | TBD | Bailey | TX | 75413 | Bailey | 34.0382 | -102.6652 | SPP | ERCO | Electric Reliability Council of Texas, Inc. |  | 22 | NR | 2 | IPP Non-CHP |  | N |  | N |  | N |  |  |  |  | Southwestern Public Service Co | 17718 | TX
59056 | Tri Global Energy, LLC | 60271 | Canyon Wind Project, LLC | TBD | Scurry | TX | 75158 | Scurry | 32.6311 | -101.0085 | TRE | ERCO | Electric Reliability Council of Texas, Inc. |  | 22 | NR | 2 | IPP Non-CHP |  | N |  | N |  | N |  |  |  |  | Oncor Electric Delivery Company LLC | 44372 | TX
59056 | Tri Global Energy, LLC | 60272 | Cone Renewable Energy Project, LLC | TBD | Crosby | TX | 77532 | Crosby | 33.8093 | -101.3424 | TRE | ERCO | Electric Reliability Council of Texas, Inc. |  | 22 | NR | 2 | IPP Non-CHP |  | N |  | N |  | N |  |  |  |  | Southwestern Public Service Co | 17718 | TX
59056 | Tri Global Energy, LLC | 60273 | Crosby County Wind Farm, LLC | TBD | Crosby | TX | 77532 | Crosby | 33.7137 | -101.4338 | TRE | ERCO | Electric Reliability Council of Texas, Inc. |  | 22 | NR | 2 | IPP Non-CHP |  | N |  | N |  | N |  |  |  |  | Southwestern Public Service Co | 17718 | TX
56769 | Consolidated Edison Development Inc. | 60274 | CED Westfield Solar, LLC | 219 Russelville Rd | Westfield | MA | 1085 | Hampden | 42.1756 | -72.7552 | NPCC | ISNE | ISO New England Inc. |  | 22 | NR | 2 | IPP Non-CHP |  | N |  | N |  | N |  |  |  |  | City of Westfield - (MA) | 20481 | MA | 14
60067 | Westside Assets LLC | 60275 | Westside Solar Power PV1 | 17315 Avenal Cutoff Road | Lemoore | CA | 93245 | Kings | 36.219 | -119.907 | WECC | CISO | California Independent System Operator |  | 22 | NR | 2 | IPP Non-CHP | X | N |  | Y | QF16-751-000 | N |  | N |  |  | Pacific Gas & Electric Co | 14328 | CA | 12 |  |  | N/A
60058 | Hollingsworth and Vose Co. | 60276 | West Groton CHP | 219 Townsend Road | West Groton | MA | 1472 | Middlesex | 42.6134 | -71.6338 | NPCC | ISNE | ISO New England Inc. |  | 322 | NR | 7 | Industrial CHP |  | Y | QF 16-132-000 | N |  | N |  |  |  |  | National Grid Generation, LLC | 26751 |  | 13.8 |  |  | National Grid
60059 | ZGlobal Inc | 60277 | Castor Solar | 12801 Olivarez Street | Dustin Acres | CA | 93268 | Kern | 35.211 | -119.3873 | WECC | CISO | California Independent System Operator |  | 22 | NR | 2 | IPP Non-CHP |  | N |  | Y | 15-886-000 | N |  |  |  |  | Pacific Gas & Electric Co | 14328 | CA | 12
58661 | Sustainable Power Group, LLC | 60278 | Southbridge Solar | 719 Guelphwood Road | Southbridge | MA | 1550 | Worcester | 42.0909 | -72.0117 | NPCC | ISNE | ISO New England Inc. |  | 921 | NR | 4 | Commercial Non-CHP | Y | N |  | N |  | N |  |  |  |  | National Grid Generation, LLC | 26751 |  | 13.2
58661 | Sustainable Power Group, LLC | 60279 | Antelope Big Sky Ranch | 8765U West Avenue J | Lancaster | CA | 93536 | Los Angeles | 34.6948 | -118.2877 | WECC | CISO | California Independent System Operator |  | 22 | NR | 2 | IPP Non-CHP |  | N |  | N |  | N |  |  |  |  | Southern California Edison Co | 17609 | CA | 220
58661 | Sustainable Power Group, LLC | 60280 | Summer Solar LLC | 45701 100th Street West | Lancaster | CA | 93536 | Los Angeles | 34.7147 | -118.311 | WECC | CISO | California Independent System Operator |  | 22 | NR | 2 | IPP Non-CHP |  | N |  | N |  | N |  |  |  |  | Southern California Edison Co | 17609 | CA | 220
58661 | Sustainable Power Group, LLC | 60281 | Central Antelope Dry Ranch B LLC | 9625 West Avenue I | Lancaster | CA | 93536 | Los Angeles | 34.7055 | -118.3014 | WECC | CISO | California Independent System Operator |  | 22 | NR | 2 | IPP Non-CHP |  | N |  | N |  | N |  |  |  |  | Southern California Edison Co | 17609 | CA | 12
60060 | SR Mavericks, LLC | 60283 | SR Mavericks | 1498 County Road 34 | Mead | CO | 80542 | Weld | 40.23 | -105.03 | WECC | WACM | Western Area Power Administration - Rocky Mountain Region |  | 22 | NR | 2 | IPP Non-CHP |  | N |  | N |  | N |  |  |  |  | United Power, Inc | 19499 | CO | 12.47
60070 | Organ Church Solar | 60284 | Organ Church Solar | Organ Church Rd | Rockwell | NC | 28138 | Rowan County | 35.5113 | -80.4569 | SERC | DUK | Duke Energy Carolinas |  | 22 | NR | 2 | IPP Non-CHP |  | N |  | N |  | N |  |  |  |  | Duke Energy Carolinas, LLC | 5416 | NC
60068 | Red Horse III | 60285 | Red Horse III | 5529 N. Muleshoe Rd | Wilcox | AZ | 85643 | Cochise | 32.136 | -110.0513 | WECC | TEPC | Tucson Electric Power Company |  | 22 | NR | 2 | IPP Non-CHP |  | N |  | N |  | N |  |  |  |  | Tucson Electric Power Co | 24211 | AZ | 345
60075 | Climax Solar, LLC | 60286 | Climax Solar | NC 22 Old Red Cross Rd | Randolph | NC | 27204 | Randolph | 35.8893 | -79.6919 | SERC | DUK | Duke Energy Carolinas |  | 22 | NR | 2 | IPP Non-CHP |  | N |  | Y | 15-1055-000 | N |  |  |  |  | Duke Energy Carolinas, LLC | 5416 | NC
60072 | Willard Solar, LLC | 60287 | Willard Solar | 455 Church St | Willard | NC | 28478 | Pender | 34.7025 | -77.9697 | SERC | DUK | Duke Energy Carolinas |  | 22 | NR | 2 | IPP Non-CHP |  | N |  | Y | 16-408-000 | N |  |  |  |  | Duke Energy Progress - (NC) | 3046 | NC
60074 | Ajax Solar, LLC | 60288 | Ajax Solar | Old Lowery Rd and Mcgoogan Far | Shannon | NC | 28386 | Robeson | 34.8309 | -79.1194 | SERC | DUK | Duke Energy Carolinas |  | 22 | NR | 2 | IPP Non-CHP |  | N |  | Y | 15-809-000 | N |  |  |  |  | Duke Energy Progress - (NC) | 3046 | NC
60064 | Clean Path Energy Center, LLC | 60289 | Clean Path Energy Center | TBD | Waterflow | NM | 87421 | San Juan | 36.7738 | -108.505 | WECC | WALC | Western Area Power Administration - Desert Southwest Region | Municipality | 22 | NR | 2 | IPP Non-CHP |  | N |  | N |  | N |  |  |  |  | WAPA-- Western Area Power Administration | 27000 | NM | 345 |  |  | El Paso Natural Gas
60069 | Jester Solar LLC | 60290 | Jester Solar | Millers Chapel Rd | Goldsborro | NC | 27534 | Wayne | 35.3612 | -77.8861 | SERC | DUK | Duke Energy Carolinas |  | 22 | NR | 2 | IPP Non-CHP |  | N |  | Y | 16-111-000 | N |  |  |  |  | Duke Energy Progress - (NC) | 3046 | NC
60071 | Trinity Solar, LLC | 60291 | Trinity Solar | 4058 Old Glenola Rd | Trinity | NC | 34655 | Randolph | 35.8702 | -79.9282 | SERC | DUK | Duke Energy Carolinas |  | 22 | NR | 2 | IPP Non-CHP |  | N |  | Y | 15-813-000 | N |  |  |  |  | Duke Energy Carolinas, LLC | 5416 | NC
60079 | Whiteville Solar 2, LLC | 60292 | Whiteville Solar 2 | 2169 Prison Camp Rd | Whiteville | NC | 28472 | Columbus | 34.2774 | -78.7401 | SERC | DUK | Duke Energy Carolinas |  | 22 | NR | 2 | IPP Non-CHP |  | N |  | Y | 15-814-001 | N |  |  |  |  | Duke Energy Progress - (NC) | 3046 | NC
60073 | St. Matthews Solar, LLC | 60293 | St. Matthews Solar | Wilburt Way St | Matthews | SC | 29135 | Calhoun | 33.6867 | -80.7586 | SERC | SCEG | South Carolina Electric & Gas Company |  | 22 | NR | 2 | IPP Non-CHP |  | N |  | Y | 15-464-000 | N |  |  |  |  | Duke Energy Progress - (NC) | 3046 | NC
60076 | Crawford Solar, LLC | 60294 | Crawford Solar | 652 Crawford Rd | Ellerbe | NC | 28338 | Richmond | 35.1009 | -79.728 | SERC | DUK | Duke Energy Carolinas |  | 22 | NR | 2 | IPP Non-CHP |  | N |  | Y | 15-1054-000 | N |  |  |  |  | Duke Energy Progress - (NC) | 3046 | NC
60077 | Crimson Solar, LLC | 60295 | Crimson Solar | 306 Duffy Field Road | Richlands | NC | 28574 | Onslow | 34.8432 | -77.5522 | SERC | DUK | Duke Energy Carolinas |  | 22 | NR | 2 | IPP Non-CHP |  | N |  | Y | 16-113-000 | N |  |  |  |  | Duke Energy Progress - (NC) | 3046 | NC
60078 | Bladen Solar Farm, LLC | 60296 | Bladen Solar Farm | 1116 Braxton Edge Rd | Fayetteville | NC | 28312 | Cumberland | 34.8229 | -78.6243 | SERC | DUK | Duke Energy Carolinas |  | 22 | NR | 2 | IPP Non-CHP |  | N |  | Y | 15-773-000 | N |  |  |  |  | Duke Energy Progress - (NC) | 3046 | NC
60094 | Clinton Battery Utility, LLC | 60297 | Clinton Battery | 968 Cherry Street | Blanchester | OH | 45107 | Clinton | 39.2959 | -83.9608 | RFC | PJM | PJM Interconnection, LLC |  | 22 | NR | 2 | IPP Non-CHP |  | N |  | N |  | N |  |  |  |  | Duke Energy Ohio Inc | 3542 | OH | 34.5
60096 | Calvert Energy LLC | 60298 | Pine Valley Solar Farm, LLC | 100 Pine Valley Lane | West End | NC | 27376 | Moore | 35.2181 | -79.5293 | SERC | DUK | Duke Energy Carolinas |  | 22 | NR | 2 | IPP Non-CHP |  | N |  | Y | 15-962-000 | N |  |  |  |  | Duke Energy Progress - (NC) | 3046 | NC | 23
59209 | Half Moon Ventures, LLC | 60299 | HMV Minster Energy Storage System | 285 N. Ohio St | Village of Minster | OH | 45868 | Auglaize | 40.3988 | -84.3873 | RFC | PJM | PJM Interconnection, LLC |  | 22 | NR | 2 | IPP Non-CHP |  | N |  | N |  | N |  |  |  |  | Village of Minster - (OH) | 12660 | OH | 12.47
5701 | El Paso Electric Co | 60300 | Montana Solar Facility | 13511 A Montana | El Paso | TX | 79938 | El Paso | 31.8131 | -106.2189 | WECC | EPE | El Paso Electric Company |  | 22 | RE | 1 | Electric Utility |  | N |  | N |  | N |  |  |  |  | El Paso Electric Co | 5701 | TX | 13.8
5701 | El Paso Electric Co | 60301 | Holloman Solar Facility | TBD | Holloman Air Force Ba | NM | 88330 | Otero | 32.9213 | -106.0724 | WECC | EPE | El Paso Electric Company |  | 22 | RE | 1 | Electric Utility |  | N |  | N |  | N |  |  |  |  | El Paso Electric Co | 5701 | NM | 13.2
60100 | PSEG Keys Energy Center, LLC | 60302 | Keys Energy Center | 10322 North Keys Road | Brandywine | MD | 20613 | Prince Georges | 38.6955 | -76.8278 | RFC | PJM | PJM Interconnection, LLC |  | 22 | NR | 2 | IPP Non-CHP |  | N |  | N |  | N |  |  |  |  | Potomac Electric Power Co | 15270 | MD |  |  |  | DTI Cove Point Pipeline
60099 | MS Solar 3, LLC | 60303 | Sumrall II Solar Farm | Epley Rd | Sumrall | MS | 39482 | Lamar | 31.3971 | -89.4859 | SERC | MISO | Midcontinent Independent Transmission System Operator, Inc.. |  | 22 | NR | 2 | IPP Non-CHP |  | N |  | N |  | Y | 16-77-000 |  |  |  | South Mississippi El Pwr Assn | 17568 |  | 69
60097 | San Isabel Solar, LLC | 60304 | San Isabel Solar, LLC |  | Trinidad | CO | 81082 | Las Animas | 37.372 | -104.843 | WECC | PSCO | Public Service Company of Colorado |  | 22 | NR | 2 | IPP Non-CHP |  | N |  | Y | 16-712-000 | N |  |  |  |  | Tri-State G & T Assn, Inc | 30151 |  | 115
60095 | High Pockets Solar, LLC | 60305 | High Pockets Solar | North of the intersection of O | Shelby | NC | 28152 | Cleveland | 35.2309 | -81.573 | SERC | DUK | Duke Energy Carolinas |  | 22 | NR | 2 | IPP Non-CHP |  | N |  | Y | TBD | N |  |  |  |  | Duke Energy Carolinas, LLC | 5416 | NC | 22.8
60098 | MS Solar 2, LLC | 60306 | Sumrall I Solar Farm | Hwy 42 | Sumrall | MS | 39482 | Lamar | 31.4035 | -89.4976 | SERC | SOCO | Southern Company Services, Inc. - Trans |  | 22 | NR | 2 | IPP Non-CHP |  | N |  | Y | 15-862-000 | Y | 16-78-000 |  |  |  | Mississippi Power Co | 12686 | MS | 115
60106 | Mesquite Solar 2, LLC | 60307 | Mesquite Solar 2, LLC | 39903 W. Elliot Road | Tonopah | AZ | 85354 | Maricopa | 33.3328 | -112.9114 | WECC | CISO | California Independent System Operator |  | 22 | NR | 2 | IPP Non-CHP |  | N |  | N |  | N |  |  |  |  | San Diego Gas & Electric Co | 16609 | CA
60107 | Mesquite Solar 3, LLC | 60308 | Mesquite Solar 3, LLC | 39903 W. Elliot Road | Tonopah | AZ | 85354 | Maricopa | 33.3476 | -112.9368 | WECC | CISO | California Independent System Operator |  | 22 | NR | 2 | IPP Non-CHP |  | N |  | N |  | N |  |  |  |  | San Diego Gas & Electric Co | 16609 | CA
56615 | First Solar Project Development | 60309 | Portal Ridge Solar A, LLC | 7605 W Avenue H | Lancaster | CA | 93536 | Kern | 34.7153 | -118.2591 | WECC | CISO | California Independent System Operator |  | 22 | NR | 2 | IPP Non-CHP |  | N |  | N |  | N |  |  |  |  | Southern California Edison Co | 17609 | CA | 69
56615 | First Solar Project Development | 60310 | Portal Ridge Solar B, LLC | 8586 W. Avenue H | Lancaster | CA | 93536 | Kern | 34.7165 | -118.2821 | WECC | CISO | California Independent System Operator |  | 22 | NR | 2 | IPP Non-CHP |  | N |  | N |  | N |  |  |  |  | Southern California Edison Co | 17609 | CA | 69
56615 | First Solar Project Development | 60311 | Portal Ridge Solar C, LLC | 8000 W Avenue H | Lancaster | CA | 93536 | Kern | 34.7141 | -118.2739 | WECC | CISO | California Independent System Operator |  | 22 | NR | 2 | IPP Non-CHP |  | N |  | N |  | N |  |  |  |  | Southern California Edison Co | 17609 | CA | 69
60104 | Howell Midland Farm, LLC | 60312 | Howell Midland Farm, LLC | 14022 Bethel Avenue Exd | Midland | NC | 28107 | Cabarrus | 35.2257 | -80.5431 | SERC | DUK | Duke Energy Carolinas |  | 22 | NR | 2 | IPP Non-CHP |  | N |  | Y | 15-27-000 | N |  |  |  |  | Duke Energy Carolinas, LLC | 5416 | NC | 13.8
60110 | Augustus Farm, LLC | 60313 | Augustus Farm, LLC | 9815 U.S. 264 Alternate East | Farmville | NC | 27828 | Pitt | 35.5997 | -77.6391 | SERC | DUK | Duke Energy Carolinas |  | 22 | NR | 2 | IPP Non-CHP |  | N |  | Y | 15-1017-000 | N |  |  |  |  | Duke Energy Carolinas, LLC | 5416 | NC | 7.2
49893 | Invenergy Services LLC | 60314 | Prairie Breeze III | 52016 Highway 70 | Elgin | NE | 68636 | Antelope | 41.9877 | -98.2104 | SPP | SWPP | Southwest Power Pool |  | 22 | NR | 2 | IPP Non-CHP |  | N |  | N |  | N |  |  |  |  | Southwest Public Power Dist | 17692 | NE | 230
60112 | 97WI 8ME, LLC | 60315 | Midway Solar Farm III | 6986 English Road | Calipatria | CA | 92233 | Imperial | 33.1548 | -115.5449 | WECC | IID | Imperial Irrigation District |  | 22 | NR | 2 | IPP Non-CHP |  | N |  | N |  | N |  |  |  |  | Imperial Irrigation District | 9216 | CA | 230
19876 | Virginia Electric & Power Co | 60316 | Scott Solar Farm | 4325 Old Buckingham Road | Powhatan | VA | 23139 | Powhatan | 37.523 | -77.934 | SERC | PJM | PJM Interconnection, LLC |  | 22 | RE | 1 | Electric Utility |  | N |  | N |  | N |  |  |  |  | Virginia Electric & Power Co | 19876 | VA | 34.5
56545 | Pattern Operators LP | 60317 | Grady Wind Energy Center, LLC | 410 SR 19 | Clovis | NM | 88101 | Curry | 34.7341 | -103.0922 | WECC | PNM | Public Service Company of New Mexico |  | 22 | NR | 2 | IPP Non-CHP |  | N |  | N |  | N |  |  |  |  | Public Service Co of NM | 15473 | NM | 34.5
19876 | Virginia Electric & Power Co | 60318 | Woodland Solar Farm | 18222 Longview Drive | Smithfield | VA | 23430 | Isle of Wight | 36.89 | -76.611 | SERC | PJM | PJM Interconnection, LLC |  | 22 | RE | 1 | Electric Utility |  | N |  | N |  | N |  |  |  |  | Virginia Electric & Power Co | 19876 | VA | 34.5
19876 | Virginia Electric & Power Co | 60319 | Whitehouse Solar Farm | 655 Chalk Level Road | Louisa | VA | 23093 | Louisa | 38.023 | -77.972 | SERC | PJM | PJM Interconnection, LLC |  | 22 | RE | 1 | Electric Utility |  | N |  | N |  | N |  |  |  |  | Virginia Electric & Power Co | 19876 | VA | 34.5
60117 | SunShare | 60320 | Jeffco Community Solar Gardens, LLC | 9105 Alkire Street | Arvada | CO | 80005 | Jefferson | 39.8596 | -105.1497 | WECC | PSCO | Public Service Company of Colorado |  | 22 | NR | 2 | IPP Non-CHP | Y | N |  | Y | 16-794-000 | N |  |  |  |  | Public Service Co of Colorado | 15466 | CO | 13.2
6042 | EUI Management PH Inc | 60321 | Windpark Unlimited 2 |  | Desert Hot Springs | CA | 92240 | Riverside | 33.931 | -116.6302 | WECC | CISO | California Independent System Operator |  | 22 | NR | 2 | IPP Non-CHP |  | N |  | Y | 16-565-000 | N |  |  |  |  | Southern California Edison Co | 17609 | CA | 12.5
56615 | First Solar Project Development | 60324 | Willow Spring Solar, LLC | Kingbird Ave and 115th St W. | Rosamond | CA | 93560 | Kern | 34.8267 | -118.3352 | WECC | CISO | California Independent System Operator |  | 22 | NR | 2 | IPP Non-CHP |  | N |  | N |  | N |  |  |  |  | Southern California Edison Co | 17609 | CA | 230
56615 | First Solar Project Development | 60325 | Willow Spring Solar 3, LLC | 1762 105th St. West | Rosamond | CA | 93560 | Kern | 34.8455 | -118.3178 | WECC | CISO | California Independent System Operator |  | 22 | NR | 2 | IPP Non-CHP |  | N |  | N |  | N |  |  |  |  | Southern California Edison Co | 17609 | CA | 230
12341 | MidAmerican Energy Co | 60326 | O'Brien Wind | 620 Industrial Park Road | Primghar | IA | 51245 | O'Brien | 43.2004 | -95.6243 | MRO | MISO | Midcontinent Independent Transmission System Operator, Inc.. |  | 22 | RE | 1 | Electric Utility |  | N |  | N |  | N |  |  |  |  | MidAmerican Energy Co | 12341 | IA | 345
56990 | NJR Clean Energy Ventures Corporation | 60327 | East Amwell | 219 John Ringo Road | East Amwell Twp | NJ | 8551 | Hunterdon | 40.4363 | -74.872 | RFC | PJM | PJM Interconnection, LLC |  | 22 | NR | 2 | IPP Non-CHP |  | N |  | N |  | N |  |  |  |  | Jersey Central Power & Lt Co | 9726 | NJ | 12.47
19547 | Hawaiian Electric Co Inc | 60328 | Schofield Generating Station |  | Wahiawa | HI | 96786 | Honolulu | 21.4785 | -158.0581 |  | HECO | Hawaiian Electric Co Inc | Municipality | 22 | RE | 1 | Electric Utility |  | N |  | N |  | N |  |  |  |  | Hawaiian Electric Co Inc | 19547 | HI | 46
56990 | NJR Clean Energy Ventures Corporation | 60329 | Ringer Hill Wind Farm, LLC | TBD | Salisbury | PA | 15558 | Somerset | 39.7447 | -79.1881 | RFC | PJM | PJM Interconnection, LLC |  | 22 | NR | 2 | IPP Non-CHP |  | N |  | N |  | N |  |  |  |  | Pennsylvania Electric Co | 14711 | PA | 115
58695 | Coronal Development Services | 60330 | Grove Solar Center, LLC | 2381 Grove School Lane | Vale | OR | 97918 | Malheur | 43.9367 | -117.3812 | WECC | IPCO | Idaho Power Company |  | 22 | NR | 2 | IPP Non-CHP |  | N |  | Y | 13-667-001 | N |  |  |  |  | Idaho Power Co | 9191 | OR | 12.47
58695 | Coronal Development Services | 60331 | Hyline Solar Center, LLC | 4910 Power Road | Ontario | OR | 97914 | Malheur | 44.1513 | -117.0001 | WECC | IPCO | Idaho Power Company |  | 22 | NR | 2 | IPP Non-CHP |  | N |  | Y | 14-70-001 | N |  |  |  |  | Idaho Power Co | 9191 | OR | 12.47
58695 | Coronal Development Services | 60332 | Open Range Solar Center, LLC | 750 Owyhee Ave | Nyssa | OR | 97913 | Malheur | 43.7968 | -117.0653 | WECC | IPCO | Idaho Power Company |  | 22 | NR | 2 | IPP Non-CHP |  | N |  | Y | 13-665-000 | N |  |  |  |  | Idaho Power Co | 9191 | OR | 12.47
58695 | Coronal Development Services | 60333 | Railroad Solar Center, LLC | 966 Railroad Ave | Ontario | OR | 97914 | Malheur | 43.998 | -117.1012 | WECC | IPCO | Idaho Power Company |  | 22 | NR | 2 | IPP Non-CHP |  | N |  | Y | 13-232-001 | N |  |  |  |  | Idaho Power Co | 9191 | OR | 12.47
58695 | Coronal Development Services | 60334 | Thunderegg Solar Center, LLC | 402 Gem Ave | Nyssa | OR | 97913 | Malheur | 43.931 | -116.9876 | WECC | IPCO | Idaho Power Company |  | 22 | NR | 2 | IPP Non-CHP |  | N |  | Y | 14-235-000 | N |  |  |  |  | Idaho Power Co | 9191 | OR | 12.47
58695 | Coronal Development Services | 60335 | Vale Air Solar Center, LLC | 3750 Airport Road | Vale | OR | 97918 | Malheur | 43.965 | -117.2581 | WECC | IPCO | Idaho Power Company |  | 22 | NR | 2 | IPP Non-CHP |  | N |  | Y | 13-666-000 | N |  |  |  |  | Idaho Power Co | 9191 | OR | 12.47
60118 | 83WI 8ME, LLC | 60336 | Midway Solar Farm 1 | 385 W. Sinclair Road | Calipatria | CA | 92233 | Imperial | 33.1766 | -115.5728 | WECC | IID | Imperial Irrigation District |  | 22 | NR | 2 | IPP Non-CHP |  | N |  | N |  | N |  |  |  |  | Imperial Irrigation District | 9216 | CA | 230
60125 | Providence Solar Center, LLC | 60337 | Providence Solar | HWY 138/Providence Rd | Madison | TN | 38391 | Madison | 35.5783 | -89.0478 | SERC | TVA | Tennessee Valley Authority |  | 22 | NR | 2 | IPP Non-CHP |  | N |  | N |  | N |  |  |  |  | Southwest Tennessee E M C | 17694 | TN | 12.47
60128 | Electra Wind, LLC | 60338 | Electra Wind Farm | 13445 C R 134 East | Oklaunion | TX | 76364 | Wilbarger | 34.1029 | -99.1187 | TRE | ERCO | Electric Reliability Council of Texas, Inc. |  | 22 | NR | 2 | IPP Non-CHP |  | N |  | N |  | Y | 16-84-000 |  |  |  | Electric Transmission Texas LLC | 50174 |  | 345
60129 | Horse Creek Wind, LLC | 60339 | Horse Creek Wind Farm | 694 CR 284 | Weinert | TX | 76388 | Haskell | 33.35 | -99.54 | TRE | ERCO | Electric Reliability Council of Texas, Inc. |  | 22 | NR | 2 | IPP Non-CHP |  | N |  | N |  | Y | 16-41-000 |  |  |  | Electric Transmission Texas LLC | 50174 |  | 345
60130 | Albany Green Energy, LLC | 60340 | Albany Green Energy | 512 Liberty Parkway SE | Albany | GA | 31705 | Dougherty | 31.5559 | -84.1103 | SERC | SOCO | Southern Company Services, Inc. - Trans | Clairborne Aquifer | 22 | NR | 3 | IPP CHP |  | N |  | N |  | N |  |  |  |  | Georgia Power Co | 7140 | GA | 115 |  |  | City of Albany, Georgia
60127 | SSA Solar of NM 3, LLC | 60341 | Wal-Mart Truth or Consequences PV | 2001 H.R. Ashbaugh Drive | Truth or Consequences | NM | 87901 | Sierra | 33.1526 | -107.2498 | WECC | PNM | Public Service Company of New Mexico |  | 22 | NR | 2 | IPP Non-CHP |  | N |  | N |  | N |  |  |  |  | City of Truth or Consequences - (NM) | 19246 | NM | 12
12341 | MidAmerican Energy Co | 60342 | Ida Grove Wind | TBD | Ida Grove | IA | 51455 | Ida | 42.3557 | -95.4204 | MRO | MISO | Midcontinent Independent Transmission System Operator, Inc.. |  | 22 | RE | 1 | Electric Utility |  | N |  | N |  | N |  |  |  |  | MidAmerican Energy Co | 12341 | IA | 345
58135 | Ecos Energy LLC | 60344 | Sudbury Solar | 395 Vermont Route 30 | Sudbury | VT | 5733 | Rutland | 43.833 | -73.192 | NPCC | ISNE | ISO New England Inc. |  | 22 | NR | 2 | IPP Non-CHP |  | N |  | Y | 13-439-000 | N |  |  |  |  | Green Mountain Power Corp | 7601 | VT | 12.47
6452 | Florida Power & Light Co | 60345 | Okeechobee Clean Energy Center | 3193 NE 366th Trail | Okeechobee | FL | 34972 | Okeechobee | 27.6342 | -80.7911 | FRCC | FPL | Florida Power & Light Company | Upper Floridian Acquifer | 22 | RE | 1 | Electric Utility |  | N |  | N |  | N |  |  |  |  | Florida Power & Light Co | 6452 | FL | 500 |  |  | Florida Southeast Connection Pipeline
5109 | DTE Electric Company | 60346 | Demille Solar Farm | 2625 DeMille Rd | Lapeer | MI | 48446 | Lapeer | 43.04 | -83.3332 | RFC | MISO | Midcontinent Independent Transmission System Operator, Inc.. |  | 22 | RE | 1 | Electric Utility |  | N |  | N |  | N |  |  |  |  | ITC Midwest LLC | 56161 |  | 41.57
5109 | DTE Electric Company | 60347 | Turrill Solar Farm | 350 Turrill | Lapeer | MI | 48446 | Lapeer | 43.0347 | -83.3089 | RFC | MISO | Midcontinent Independent Transmission System Operator, Inc.. |  | 22 | RE | 1 | Electric Utility |  | N |  | N |  | N |  |  |  |  | ITC Midwest LLC | 56161 |  | 41.57
5109 | DTE Electric Company | 60348 | O'Shea Solar Farm | O'Shea Park | Detroit | MI | 48227 | Wayne | 42.378 | -83.2001 | RFC | MISO | Midcontinent Independent Transmission System Operator, Inc.. |  | 22 | RE | 1 | Electric Utility |  | N |  | N |  | N |  |  |  |  | ITC Midwest LLC | 56161 |  | 41.57
60146 | Ameresco Federal Solutions | 60349 | Hill AFB LFG Facility, Bldg #737 | 6100 Foulis Rd | Hill AFB | UT | 84056 | Davis | 41.129 | -111.9641 | WECC | PACE | PacifiCorp - East |  | 928 | NR | 4 | Commercial Non-CHP |  | N |  | Y | 03-157-000, 03-157-001 | N |  |  |  |  | PacifiCorp | 14354 | UT | 12.47 | 69 | 138
60145 | NRG Solar Las Vegas MB 2 | 60350 | NRG Solar Las Vegas MB 2, LLC | 3950 Las Vegas Blvd. S | Las Vegas | NV | 89919 | Clark | 36.0874 | -115.1754 | WECC | NEVP | Nevada Power Company |  | 22 | NR | 2 | IPP Non-CHP |  | N |  | Y | 16-566-000 | N |  |  |  |  | Nevada Power Co | 13407 | NV | 12.4
60143 | Bison Solar LLC | 60351 | Bison Solar LLC | 2720 East County Rd 82(Buckeye | Wellington | CO | 80549 | Larimer | 40.8638 | -105.0111 | WECC | PSCO | Public Service Company of Colorado |  | 22 | NR | 2 | IPP Non-CHP |  | N |  | Y | 16-711-000 | N |  |  |  |  | Platte River Power Authority | 15143 |  | 34.5
60136 | Boulder Solar Power, LLC | 60352 | Boulder Solar Power, LLC | 17445 South US HWY 95 | Boulder City | NV | 89005 | Clark | 35.348 | -114.97 | WECC | NEVP | Nevada Power Company |  | 22 | NR | 2 | IPP Non-CHP |  | N |  | N |  | N |  |  |  |  | Nevada Power Co | 13407 | NV | 230
60150 | SunE DB42, LLC | 60353 | Cecil County CCVT HS | 912 Appleton Rd | Elkton | MD | 21921 | Cecil | 39.651 | -75.8083 | RFC | PJM | PJM Interconnection, LLC |  | 22 | NR | 2 | IPP Non-CHP |  | N |  | Y | 16-182-000 | N |  |  |  |  | Delmarva Power | 5027 | MD | 100
60149 | Brady Wind II, LLC | 60354 | Brady II Wind Energy Center | 5206 109th AVE SW | Dickinson | ND | 58601 | Stark | 46.6115 | -102.7882 | MRO | SWPP | Southwest Power Pool |  | 22 | NR | 2 | IPP Non-CHP |  | N |  | N |  | N |  |  |  |  | Basin Electric Power Coop | 1307 | ND | 230
60148 | Brady Wind, LLC | 60355 | Brady Wind Energy Center | 5206 109th Ave SW | Dickinson | ND | 58601 | Stark | 46.6465 | -102.7651 | MRO | SWPP | Southwest Power Pool |  | 22 | NR | 2 | IPP Non-CHP |  | N |  | N |  | N |  |  |  |  | Basin Electric Power Coop | 1307 | ND | 230
60131 | South Field Energy, LLC | 60356 | South Field Energy | TBD | Wellsville | OH | 43968 | Columbiana | 40.6353 | -80.6782 | RFC | PJM | PJM Interconnection, LLC | Buckeye Water District | 22 | NR | 2 | IPP Non-CHP |  | N |  | N |  | N |  |  |  |  | Ohio Edison Co | 13998 | OH | 345 | 12 |  | Dominion Transmission Inc. TL-400
49893 | Invenergy Services LLC | 60357 | Lackawanna Energy Center | 1000 Sunnyside Road | Jessup | PA | 18434 | Lackawanna | 41.4714 | -75.5442 | RFC | PJM | PJM Interconnection, LLC |  | 22 | NR | 2 | IPP Non-CHP |  | N |  | N |  | N |  |  |  |  | PPL Electric Utilities Corp | 14715 | PA | 230 |  |  | UGI Penn Natural Gas
60147 | Enerparc Solar Development, LLC | 60358 | Hilly Branch | 2894 Hilly Branch Rd | Lumberton | NC | 28360 | Robeson | 34.5837 | -79.1485 | SERC | DUK | Duke Energy Carolinas |  | 22 | NR | 2 | IPP Non-CHP | N | N |  | N |  | Y | 16-757-000 |  |  |  | Duke Energy Carolinas, LLC | 5416 | NC | 12
60147 | Enerparc Solar Development, LLC | 60359 | Neal Hawkins Rd | 609 Neal Hawkins Rd | Gastonia | NC | 28056 | Gaston | 35.229 | -81.1891 | SERC | DUK | Duke Energy Carolinas |  | 22 | NR | 2 | IPP Non-CHP |  | N |  | N |  | Y | 16-758-000 |  |  |  | Duke Energy Carolinas, LLC | 5416 | NC | 12
60147 | Enerparc Solar Development, LLC | 60360 | Pike Road Solar | 511 Pike Road | Siler City | NC | 27344 | Chatham | 35.8248 | -79.5037 | SERC | DUK | Duke Energy Carolinas |  | 22 | NR | 2 | IPP Non-CHP |  | N |  | N |  | Y | 16-759-000 |  |  |  | Duke Energy Carolinas, LLC | 5416 | NC | 12
60142 | Wortham Solar Farm, LLC | 60361 | Wortham Solar Farm | 2527 US 1-158 Hwy North | Henderson | NC | 27537 | Vance | 36.3525 | -78.3763 | SERC | DUK | Duke Energy Carolinas |  | 22 | NR | 2 | IPP Non-CHP |  | N |  | Y | 14-684-000 | N |  |  |  |  | Duke Energy Progress - (NC) | 3046 | NC | 22.86
56215 | E ON Climate Renewables N America LLC | 60362 | Magic Valley Wind Farm III LLC | TBD | Raymondville | TX | 78580 | Willacy | 26.49 | -97.81 | TRE | ERCO | Electric Reliability Council of Texas, Inc. |  | 22 | NR | 2 | IPP Non-CHP |  | N |  | N |  | N |  |  |  |  | AEP Texas Central Company | 3278 | TX | 345
60156 | White Farm Solar, LLC | 60363 | White Farm Solar, LLC | 2464 NC 35 Hwy | Woodland | NC | 27897 | Northampton | 36.3476 | -77.2224 | SERC | PJM | PJM Interconnection, LLC |  | 22 | NR | 2 | IPP Non-CHP |  | N |  | Y | Pending | N |  |  |  |  | Virginia Electric & Power Co | 19876 | NC | 12.47
60154 | White Street Renewables LLC | 60364 | White Street Renewables | 2503 White Street | Greensboro | NC | 27405 | Guilford | 36.1045 | -79.7236 | SERC | DUK | Duke Energy Carolinas |  | 22 | NR | 2 | IPP Non-CHP |  | N |  | Y | 15-414-000, 15-394-000 | N |  |  |  |  | Duke Energy Carolinas, LLC | 5416 | NC | 23.9
60163 | Soltage LLC | 60365 | Vulcraft Solar | 5362 Railroad Street | Chemung | NY | 14825 | Chemung | 42.0059 | -76.6193 | NPCC | NYIS | New York Independent System Operator |  | 22 | NR | 2 | IPP Non-CHP |  | N |  | Y | 14-51-000, 14-51-001 | N |  |  |  |  | New York State Elec & Gas Corp | 13511 | NY | 12.47
60155 | Old Settler Wind, LLC | 60366 | Old Settler Wind | TBD | Floydada | TX | 79235 | Floyd | 34.0603 | -101.1876 | TRE | ERCO | Electric Reliability Council of Texas, Inc. |  | 22 | NR | 2 | IPP Non-CHP |  | N |  | N |  | N |  |  |  |  | Sharyland Utilities LP | 17008 | TX | 345
60161 | Snow Camp, LLC | 60367 | Snow Camp Solar, LLC | 353 Clark Road | Snow Camp | NC | 27349 | Alamance | 35.8627 | -79.4235 | SERC | CPLE | Progress Energy Carolinas - EAST |  | 22 | NR | 2 | IPP Non-CHP |  | N |  | Y | SP-4442 | N |  |  |  |  | Randolph Electric Member Corp | 15671 | NC | 12.47
60162 | Panda Hummel Station LLC | 60368 | Panda Hummel Station LLC | 2386 North Old Trail Road | Shamokin Dam | PA | 17876 | Snyder | 40.839 | -76.8255 | RFC | PJM | PJM Interconnection, LLC | Susquehanna River | 22 | NR | 2 | IPP Non-CHP |  | N |  | N |  | N |  |  |  |  | PPL Electric Utilities Corp | 14715 | PA | 500
60157 | Battleboro Farm, LLC | 60369 | Battleboro Farm | 752 West Battleboro Ave | South Whitakers | NC | 27809 | Nash | 36.0586 | -77.7608 | SERC | PJM | PJM Interconnection, LLC |  | 22 | NR | 2 | IPP Non-CHP |  | N |  | Y | SP-3284 | N |  |  |  |  | Virginia Electric & Power Co | 19876 | NC | 12.47
60158 | Flint Hill Solar, LLC | 60370 | Flint Hill Solar, LLC | 12326 NC 24-27 HWY | Carthage | NC | 28327 | Moore | 35.4027 | -79.5531 | SERC | CPLE | Progress Energy Carolinas - EAST |  | 22 | NR | 2 | IPP Non-CHP |  | N |  | Y | SP-4442 | N |  |  |  |  | Randolph Electric Member Corp | 15671 | NC
18454 | Tampa Electric Co | 60371 | Legoland Solar | 1 Legoland Way | Winter Haven | FL | 33884 | Polk | 27.9862 | -81.6902 | FRCC | TEC | Tampa Electric Company |  | 22 | RE | 1 | Electric Utility |  | N |  | N |  | N |  |  |  |  | Tampa Electric Co | 18454 | FL | 13.8
60159 | RES America Developments Inc | 60372 | Lamesa Solar | TBD | Lamesa | TX | 79331 | Dawson | 32.7156 | -101.9265 | TRE | ERCO | Electric Reliability Council of Texas, Inc. |  | 22 | NR | 2 | IPP Non-CHP |  | N |  | N |  | N |  |  |  |  | Oncor Electric Delivery Company LLC | 44372 | TX | 138
56069 | SunCoke Energy, Inc. | 60373 | SunCoke Energy South Shore Facility | Hwy 23 | South Shore | KY | 41175 | Greenup | 27.9862 | -81.6902 | RFC | PJM | PJM Interconnection, LLC | Ohio River | 324 | NR | 7 | Industrial CHP |  | N |  | N |  | N |  | N | [5 empty] | 138 |  |  | Columbia Gas
60167 | Concord Blue Eagar, LLC | 60374 | Concord Blue Eagar, LLC | 152 #4 County Road 4128 | Eagar | AZ | 85925 | Apache | 34.1149 | -109.375 | WECC | PNM | Public Service Company of New Mexico |  | 22 | NR | 2 | IPP Non-CHP |  | N |  | N |  | N |  |  |  |  | Navopache Electric Coop, Inc | 13318 | AZ | 24.9
60164 | ILR Landfill | 60375 | ILR Landfill | Mill Road | Edison | NJ | 8817 | Middlesex | 40.5206 | -74.4121 | RFC | PJM | PJM Interconnection, LLC |  | 22 | NR | 2 | IPP Non-CHP |  | N |  | N |  | N |  |  |  |  | Public Service Elec & Gas Co | 15477 | NJ | 26
60170 | Clean Energy Future-Lordstown, LLC | 60376 | Clean Energy Future-Lordstown, LLC | 1853 Henn Parkway | Lordstown | OH | 44481 | Trumbull | 41.1489 | -80.8516 | RFC | PJM | PJM Interconnection, LLC | Municipality | 22 | NR | 2 | IPP Non-CHP |  | N |  | N |  | N |  |  |  |  | American Transmission Systems Inc | 56162 |  | 345 |  |  | East Ohio Gas Co.
57044 | Constellation Solar New Jersey, LLC | 60378 | NHA at Mansfield NJ | 1059 Butler Park Rd Block 1509 | Washington | NJ | 7882 | Warren | 40.76 | -74.935 | RFC | PJM | PJM Interconnection, LLC |  | 22 | NR | 2 | IPP Non-CHP |  | N |  | Y | 16-334-000 | N |  |  |  |  | Jersey Central Power & Lt Co | 9726 | NJ | 34.5
60179 | Duroc Holdings, LLC | 60379 | Duroc Holdings | West of termination of Crepe M | Mocksville | NC | 27028 | Davie | 35.8692 | -80.565 | SERC | DUK | Duke Energy Carolinas |  | 22 | NR | 2 | IPP Non-CHP |  | N |  | Y | 16-906-000 | N |  |  |  |  | Duke Energy Carolinas, LLC | 5416 | NC | 24.9
60178 | Shoe Creek Solar, LLC | 60380 | Shoe Creek Solar, LLC | 20882 McIntosh Road | Laurinburg | NC | 28352 | Scotland | 34.8449 | -79.3847 | SERC | DUK | Duke Energy Carolinas |  | 22 | NR | 2 | IPP Non-CHP |  | N |  | Y | SP-5219 | N |  |  |  |  | Duke Energy Progress - (NC) | 3046 | NC | 12.47
60177 | Solar Star Arizona XIII, LLC | 60381 | Sulphur Springs | 3625 Cochise Stronghold Road | Cochise | AZ | 85606 | Cochise | 32.0628 | -109.9193 | WECC |  |  |  | 22 | NR | 2 | IPP Non-CHP |  | N |  | N |  | Y | Pending |  |  |  | Sulphur Springs Valley E C Inc | 18280 | AZ | 24.9 | 69
5416 | Duke Energy Carolinas, LLC | 60383 | Monroe Solar Facility | 2920 S Rocky River Rd | Monroe | NC | 28112 | Union | 34.9299 | -80.6256 | SERC | DUK | Duke Energy Carolinas |  | 22 | RE | 1 | Electric Utility |  | N |  | N |  | N |  |  |  |  | Duke Energy Carolinas, LLC | 5416 | NC | 100
60183 | SolNCPower10, LLC | 60384 | Hertford Solar Farm | 131 Snug Harbour Rd | Hertford | NC | 27944 | Perquimans | 36.1303 | -76.4909 | SERC | PJM | PJM Interconnection, LLC |  | 22 | NR | 2 | IPP Non-CHP |  | N |  | Y | 15-271-001 | N |  |  |  |  | Virginia Electric & Power Co | 19876 | NC | 34.5
60182 | SRJFC, LLC | 60385 | Santa Rita Jail Fuel Cell | 5325 Broder Blvd | Dublin | CA | 94568 | Alameda | 37.7192 | -121.8869 | WECC | CISO | California Independent System Operator |  | 22 | NR | 3 | IPP CHP |  | Y | 16-833-000 | N |  | N |  |  |  |  | Pacific Gas & Electric Co | 14328 | CA | 12 |  |  | Pacific Gas & Electric Companys line #2408-11
17650 | Southern Power Co | 60386 | RE Garland A | 21505 Gaskell Road | Rosamond | CA | 93560 | Kern | 34.8215 | -118.4974 | WECC | CISO | California Independent System Operator |  | 22 | NR | 2 | IPP Non-CHP | N | N |  | N |  | Y | EG15-41-000 |  |  |  | Southern California Edison Co | 17609 | CA | 230
49893 | Invenergy Services LLC | 60387 | Invenergy Nelson Expansion LLC | 1311 Nelson Road | Rock Falls | IL | 61071 | Lee | 41.7744 | -89.6065 | RFC | PJM | PJM Interconnection, LLC |  | 22 | NR | 2 | IPP Non-CHP |  | N |  | N |  | N |  |  |  |  | Commonwealth Edison Co | 4110 | IL | 345 |  |  | Natural Gas Pipeline of America
60187 | Granger Energy of Morgantown | 60388 | Granger Energy of Morgantown | 950 Shiloh Road | Morgantown | PA | 19543 | Berks | 40.1746 | -75.9137 | RFC | PJM | PJM Interconnection, LLC |  | 22 | NR | 2 | IPP Non-CHP |  | N |  | N |  | N |  |  |  |  | PPL Electric Utilities Corp | 14715 | PA
60191 | RE Barren Ridge 1, LLC | 60389 | RE Barren Ridge 1 | 26709 Highway 14 | Mojave | CA | 93501 | Fresno | 35.222 | -118.0529 | WECC | LDWP | Los Angeles Department of Water and Power |  | 22 | NR | 2 | IPP Non-CHP |  | N |  | N |  | N |  |  |  |  | Los Angeles Department of Water & Power | 11208 | CA | 230
49893 | Invenergy Services LLC | 60390 | Beech Ridge Energy Storage | 128 Coleman Rd | Rupert | WV | 25984 | Greenbrier | 38.0878 | -80.4925 | RFC | PJM | PJM Interconnection, LLC |  | 22 | NR | 2 | IPP Non-CHP |  | N |  | N |  | N |  |  |  |  | Monongahela Power Co | 12796 | WV | 34.5
60189 | SJA Solar, LLC | 60391 | SJA Solar LLC-Solterra Monastery | 11 Alta Crest Rd | Spencer | MA | 1562 | Worcester | 42.2834 | -72.0085 | RFC | ISNE | ISO New England Inc. |  | 22 | NR | 2 | IPP Non-CHP |  | N |  | N |  | N |  |  |  |  | National Grid Generation, LLC | 26751 |  | 23
60195 | Groton Fuel Cell 1, LLC | 60392 | Pfizer Groton Fuel Cell | 445 Eastern Point Road | Groton | CT | 6340 | New London | 41.3339 | -72.0711 | NPCC | ISNE | ISO New England Inc. |  | 22 | NR | 3 | IPP CHP |  | Y | 16-832-000 | N |  | N |  |  |  |  | Groton Dept of Utilities - (CT) | 7716 | CT | 13.8 |  |  | Algonquin Gas Transmission Co
60192 | Warbler Holdings, LLC | 60393 | Warbler Holdings | 631 Plato Lee Road | Shelby | NC | 28150 | Cleveland | 35.3188 | -81.6239 | SERC | DUK | Duke Energy Carolinas |  | 22 | NR | 2 | IPP Non-CHP |  | N |  | Y | 16-964-000 | N |  |  |  |  | Duke Energy Carolinas, LLC | 5416 | NC | 22.86
60193 | Tamworth Holdings, LLC | 60394 | Tamworth Holdings | US Hwy 701 and NC Hwy 201 | Garland | NC | 28441 | Bladen | 34.7456 | -78.4212 | SERC | DUK | Duke Energy Carolinas |  | 22 | NR | 2 | IPP Non-CHP |  | N |  | Y | 16-984-000 | N |  |  |  |  | Duke Energy Progress - (NC) | 3046 | NC | 24.9
60190 | MC1 Solar Farm, LLC | 60395 | MC1 Solar | NC Hwy 125 | Williamston | NC | 27892 | Martin | 35.522 | -77.082 | SERC | PJM | PJM Interconnection, LLC |  | 22 | NR | 2 | IPP Non-CHP |  | N |  | Y | 15-274-000 | N |  |  |  |  | Virginia Electric & Power Co | 19876 | NC | 34.5
60197 | St. Pauls Solar 1, LLC | 60396 | St. Pauls Solar 1, LLC | US Hwy 301 N | St. Pauls | NC | 28384 | Robeson | 34.7716 | -78.9836 | SERC | DUK | Duke Energy Carolinas |  | 22 | NR | 2 | IPP Non-CHP |  | N |  | Y | 15-422-000 | N |  |  |  |  | Duke Energy Progress - (NC) | 3046 | NC | 22.86
60198 | Kennedy Solar, LLC | 60397 | Kennedy Solar, LLC | 134 Water Tank Road | Warsaw | NC | 28398 | Duplin | 35.0123 | -78.0922 | SERC | DUK | Duke Energy Carolinas |  | 22 | NR | 2 | IPP Non-CHP |  | N |  | Y | 14-690-000 | Y | 14-690-000 |  |  |  | Duke Energy Progress - (NC) | 3046 | NC | 22.86
60199 | Innovative Solar 65, LLC | 60398 | Innovative Solar 65 | 13005 X-Way Rd | Laurinburg | NC | 28352 | Scotland | 34.7587 | -79.5 | SERC | DUK | Duke Energy Carolinas |  | 22 | NR | 2 | IPP Non-CHP |  | N |  | Y | 14-651-000 | Y | 14-651-000 |  |  |  | Duke Energy Progress - (NC) | 3046 | NC | 22.86
60200 | Lincoln Solar, LLC | 60399 | Lincoln Solar, LLC (NC) | 410 Wells Mill Road | Bostic | NC | 28018 | Rutherford | 35.3795 | -81.8176 | SERC | DUK | Duke Energy Carolinas |  | 22 | NR | 2 | IPP Non-CHP |  | N |  | Y | 15-92-000 | Y | 15-92-000 |  |  |  | Duke Energy Carolinas, LLC | 5416 | NC | 22.86
60201 | Exum Farm Solar, LLC | 60400 | Exum Farm Solar, LLC | 3700 S. Highland Avenue | Grifton | NC | 28530 | Lenoir | 35.3704 | -77.4549 | SERC | DUK | Duke Energy Carolinas |  | 22 | NR | 2 | IPP Non-CHP |  | N |  | Y | 14-701-001 | Y | 14-701-001 |  |  |  | Duke Energy Progress - (NC) | 3046 | NC | 22.86
60203 | Bizzell Church Solar 1, LLC | 60401 | Bizzell Church Solar 1, LLC | 1456 Bizzell Grove Church Road | Selma | NC | 27526 | Johnston | 35.5494 | -78.1799 | SERC | DUK | Duke Energy Carolinas |  | 22 | NR | 2 | IPP Non-CHP |  | N |  | Y | SP-4394 | N |  |  |  |  | Duke Energy Progress - (NC) | 3046 | NC | 12.47
60204 | CB Bladen Solar, LLC | 60402 | CB Bladen Solar, LLC | 1116 Braxton Edge Road | Fayetteville | NC | 28312 | Bladen | 34.8229 | -78.6243 | SERC | DUK | Duke Energy Carolinas |  | 22 | NR | 2 | IPP Non-CHP |  | N |  | Y | SP-5220 | N |  |  |  |  | Duke Energy Progress - (NC) | 3046 | NC | 12.47
60205 | Currin Solar, LLC | 60403 | Currin Solar, LLC | 5101 Old NC 75 | Oxford | NC | 27565 | Granville | 36.2896 | -78.6333 | SERC | DUK | Duke Energy Carolinas |  | 22 | NR | 2 | IPP Non-CHP |  | N |  | Y | SP-3631 | N |  |  |  |  | Duke Energy Progress - (NC) | 3046 | NC | 12.47
60207 | Pisgah Mountain, LLC | 60404 | Pisgah Mountain Wind | 345 Pisgah Mountain Rd | Clifton | ME | 4428 | Penobscot | 44.7773 | -68.5234 | NPCC | ISNE | ISO New England Inc. |  | 22 | NR | 2 | IPP Non-CHP |  | N |  | N |  | N |  |  |  |  | Emera Maine | 1179 | ME | 115
60208 | Chaves Solar LLC | 60405 | Chaves Solar, LLC | 3655 Wrangler Rd | Roswell | NM | 88201 | Chaves | 33.45 | -104.456 | SPP | SWPP | Southwest Power Pool |  | 22 | NR | 2 | IPP Non-CHP |  | N |  | N |  | Y | 16-70-000 |  |  |  | Southwestern Public Service Co | 17718 | NM | 115
60209 | Roswell Solar, LLC | 60406 | Roswell Solar, LLC | 3650 East Pine Lodge Road | Roswell | NM | 88201 | Chaves | 33.4529 | -104.4611 | SPP | SWPP | Southwest Power Pool |  | 22 | NR | 2 | IPP Non-CHP |  | N |  | N |  | Y | 16-69-000 |  |  |  | Southwestern Public Service Co | 17718 | NM | 115
60211 | Nash 97 Solar, LLC | 60408 | Nash 97 Solar, LLC | 11250 North Carolina 97 | Middlesex | NC | 27557 | Nash | 35.8493 | -78.2115 | SERC | DUK | Duke Energy Carolinas |  | 22 | NR | 2 | IPP Non-CHP |  | N |  | Y | SP-4216 | N |  |  |  |  | Duke Energy Progress - (NC) | 3046 | NC | 12.47
60212 | South Winston Farm, LLC | 60409 | South Winston Farm, LLC | 2270 West Clemmonsville Road | Winston-Salem | NC | 27127 | Forsyth | 36.0288 | -80.302 | SERC | DUK | Duke Energy Carolinas |  | 22 | NR | 2 | IPP Non-CHP |  | N |  | Y | SP-3168 | N |  |  |  |  | Duke Energy Carolinas, LLC | 5416 | NC | 12.47
60216 | Sullivan Solar, LLC | 60410 | Sullivan Solar, LLC | 3195 N Old 41 | Sullivan | IN | 47882 | Sullivan | 39.132 | -87.4138 | RFC | PJM | PJM Interconnection, LLC |  | 22 | NR | 2 | IPP Non-CHP |  | N |  | Y | 1645000 | N |  |  |  |  | Duke Energy Indiana, LLC | 15470 | IN | 12.47
60163 | Soltage LLC | 60411 | Coventry Photovoltaic, LLC | 755-1225 Airport Road | Coventry | VT | 5825 | Orleans | 44.9102 | -72.2198 | NPCC | ISNE | ISO New England Inc. |  | 22 | NR | 2 | IPP Non-CHP | N | N |  | Y | 12-524-000 | N |  |  |  |  | Washington Electric Coop - (VT) | 20151 | VT | 48
58135 | Ecos Energy LLC | 60412 | Munro Valley Solar | 1640 Highway 395 | Olancha | CA | 93549 | Inyo | 36.2647 | -117.9955 | WECC | CISO | California Independent System Operator |  | 22 | NR | 2 | IPP Non-CHP | N | N |  | N |  | N |  | N |  |  | Los Angeles Department of Water & Power | 11208 | CA | 35
57369 | Apple, Inc | 60413 | Bonnybrooke PV | 19240 Quail Run Road | Florence | AZ | 85132 | Pinal | 33.053 | -111.34 | WECC | SRP | Salt River Project |  | 22 | NR | 2 | IPP Non-CHP |  | N |  | N |  | N |  | N |  |  | Salt River Project | 16572 | AZ
49893 | Invenergy Services LLC | 60414 | Bethel Wind Farm LLC | 657 CR 617 | Dimmitt | TX | 79027 | Castro | 34.5753 | -102.4747 | SPP | SWPP | Southwest Power Pool |  | 22 | NR | 2 | IPP Non-CHP |  | N |  | N |  | N |  |  |  |  | Southwestern Public Service Co | 17718 | TX | 115
60215 | Hardison Farm Solar, LLC | 60415 | Hardison Farm Solar, LLC | 19925 Hwy 64 | Williamston | NC | 27892 | Martin | 35.8308 | -77.0219 | SERC | PJM | PJM Interconnection, LLC |  | 22 | NR | 2 | IPP Non-CHP |  | N |  | Y | SP-14478 | N |  |  |  |  | Virginia Electric & Power Co | 19876 | NC | 12.47
60214 | Maxton Solar, LLC | 60416 | Maxton Solar, LLC | 425 Elrod Rd | Maxton | NC | 28364 | Robeson | 34.7147 | -79.3146 | SERC | DUK | Duke Energy Carolinas |  | 22 | NR | 2 | IPP Non-CHP |  | N |  | Y | SP 15-420 | N |  |  |  |  | Duke Energy Progress - (NC) | 3046 | NC | 7
60213 | Modlin Solar, LLC | 60417 | Modlin Solar Farm | 4975 Wild Cat Road | Williamston | NC | 27892 | Martin | 35.8503 | -77.1102 | SERC | PJM | PJM Interconnection, LLC |  | 22 | NR | 2 | IPP Non-CHP |  | N |  | Y | SP14-477 | N |  |  |  |  | Virginia Electric & Power Co | 19876 | NC | 7
17470 | PUD 1 of Snohomish County | 60418 | Calligan Creek Hydroelectric Project | 48200 SE 3rd St | Snoqualmie | WA | 98065 | King | 47.6008 | -121.6886 | WECC | PSEI | Puget Sound Energy |  | 22 | RE | 1 | Electric Utility |  | N |  | N |  | N |  |  |  |  | Puget Sound Energy Inc | 15500 | WA | 34.5
60227 | ORNI 37 LLC | 60419 | Don A Campbell 2 Geothermal | 1132 Gabbs Valley Road | Luning | NV | 89420 | Mineral | 38.8358 | -118.3253 | WECC | NEVP | Nevada Power Company |  | 22 | NR | 2 | IPP Non-CHP |  | N |  | Y | QF# ER15-2330, QF15-952 | N |  | N |  |  | Nevada Power Co | 13407 | NV | 120
60221 | North Slope LLC | 60420 | North Slope, LLC | 11 Marble River Way | Churubusco | NY | 12923 | Clinton | 44.8919 | -73.9425 | NPCC | NYIS | New York Independent System Operator |  | 22 | NR | 2 | IPP Non-CHP |  | N |  | N |  | N |  |  |  |  | New York State Elec & Gas Corp | 13511 | NY | 230
40575 | Utah Associated Mun Power Sys | 60421 | Veyo Heat Recovery Project | 145 W. 1400 N | Gunlock | UT | 84733 | Washington | 37.348 | -113.765 | WECC | PACE | PacifiCorp - East |  | 22 | RE | 1 | Electric Utility |  | N |  | N |  | N |  |  |  |  | PacifiCorp | 14354 | UT | 34.5
19876 | Virginia Electric & Power Co | 60422 | Morgan's Corner | 918 U.S. 158 | Elizabeth City | NC | 27909 | Pasquotank | 36.4211 | -76.3642 | SERC | PJM | PJM Interconnection, LLC |  | 22 | RE | 1 | Electric Utility |  | N |  | N |  | N |  |  |  |  | Virginia Electric & Power Co | 19876 | NC | 34.5
58519 | Clean Energy Collective LLC | 60423 | Fairhaven C | 197 New Boston Rd | Fairhaven | MA | 2719 | Bristol | 41.663 | -70.8632 | NPCC | ISNE | ISO New England Inc. |  | 22 | NR | 2 | IPP Non-CHP |  | N |  | N |  | N |  |  |  |  | NSTAR Electric Company | 54913 | MA | 13.2
58519 | Clean Energy Collective LLC | 60424 | West Bridgewater AB | 586 Manley St | West Bridgewater | MA | 2379 | Plymouth | 42.0253 | -71.0336 | NPCC | ISNE | ISO New England Inc. |  | 22 | NR | 2 | IPP Non-CHP |  | N |  | N |  | N |  |  |  |  | National Grid Generation, LLC | 26751 |  | 13.8
57081 | WGL Energy Systems, Inc | 60425 | Skidmore College | 122 Denton Road | Saratoga Springs | NY | 12866 | Saratoga | 43.0937 | -73.8113 | NPCC | NYIS | New York Independent System Operator |  | 22 | NR | 2 | IPP Non-CHP | N | N |  | N |  | N |  | N |  |  | New York State Elec & Gas Corp | 13511 | NY | 0.49 | 0.49 | 0.49
60206 | Solar Star California XL, LLC | 60426 | RCWD PV Project | 2679 Washington Ave | Murrieta | CA | 92562 | Riverside | 33.5226 | -117.1815 | WECC | CISO | California Independent System Operator |  | 22 | NR | 2 | IPP Non-CHP | N | N |  | N |  | N |  |  |  |  | Southern California Edison Co | 17609 | CA | 12
60228 | CoServ Electric | 60427 | CoServ Solar Station | 15554 Ike Byrom Rd | Aubrey | TX | 76227 | Denton | 33.2706 | -96.9792 | TRE | ERCO | Electric Reliability Council of Texas, Inc. |  | 22 | NR | 2 | IPP Non-CHP |  | N |  | N |  | N |  |  |  |  | Denton County Elec Coop, Inc | 5078 | TX | 24.9
58540 | California PV Energy LLC | 60428 | CA Department of Public Health at Richmo | 850 Marina Bay Parkway | Richmond | CA | 94804 | Contra Costa | 37.92 | -122.344 | WECC | CISO | California Independent System Operator |  | 22 | NR | 2 | IPP Non-CHP |  | N |  | N |  | N |  |  |  |  | Pacific Gas & Electric Co | 14328 | CA | 0.48
58508 | Carolina Solar Energy II LLC | 60429 | Tides Lane Farm | 150 Tides Lane Road | Louisburg | NC | 27549 | Franklin | 36.0694 | -78.2988 | SERC | CPLE | Progress Energy Carolinas - EAST |  | 22 | NR | 2 | IPP Non-CHP | N | N |  | Y | 16-349 | N |  | N |  |  | Duke Energy Progress - (NC) | 3046 | NC | 23
58508 | Carolina Solar Energy II LLC | 60430 | Cabaniss Solar | 61 Mary Day Drive | Louisburg | NC | 27549 | Franklin | 36.0777 | -78.26 | SERC | CPLE | Progress Energy Carolinas - EAST |  | 22 | NR | 2 | IPP Non-CHP | N | N |  | Y | 15-55 | N |  | N |  |  | Duke Energy Progress - (NC) | 3046 | NC | 23
60231 | SEC LHNY Solar One, LLC | 60431 | Tompkins Cortland Community College | 170 North Street | Dryden | NY | 13053 | Tompkins | 42.5025 | -76.2865 | NPCC | NYIS | New York Independent System Operator |  | 22 | NR | 2 | IPP Non-CHP |  | N |  | Y | QF 15-596-000 | N |  |  |  |  | Massachusetts Electric Co | 11804 | MA | 34.5
60245 | Three Peaks Power LLC | 60432 | Three Peaks Power | 7856 N. Lund Highway | Cedar City | UT | 84721 | Iron | 37.8271 | -113.1371 | WECC | PACE | PacifiCorp - East |  | 22 | NR | 2 | IPP Non-CHP |  | N |  | Y | 15-959-000 | N |  |  |  |  | PacifiCorp | 14354 | UT | 138
60229 | Quail Holdings, LLC | 60434 | Quail Holdings | west of termination of Crepe M | Mocksville | NC | 27028 | Davie | 35.8653 | -80.57 | SERC | DUK | Duke Energy Carolinas |  | 22 | NR | 2 | IPP Non-CHP |  | N |  | Y | QF16-1044-000 | N |  | N |  |  | EnergyUnited Elec Member Corp | 21632 | NC | 44
15470 | Duke Energy Indiana, LLC | 60435 | Crane Solar Facility | 300 Highway 361 | Crane | IN | 47522 | Martin | 38.8164 | -86.8842 | RFC | MISO | Midcontinent Independent Transmission System Operator, Inc.. |  | 22 | RE | 1 | Electric Utility |  | N |  | N |  | N |  | N |  |  | Duke Energy Indiana, LLC | 15470 | IN | 69
17650 | Southern Power Co | 60436 | East Pecos Solar | 7220 Nevill Road | McCamey | TX | 75792 | Pecos | 31.0009 | -102.2817 | TRE | ERCO | Electric Reliability Council of Texas, Inc. |  | 22 | NR | 2 | IPP Non-CHP |  | N |  | N |  | Y | 16-127-000 |  |  |  | Electric Transmission Texas LLC | 50174 |  | 345
56990 | NJR Clean Energy Ventures Corporation | 60437 | Bernards Solar | 157 Pill Hill Road | Somerset | NJ | 7924 | Somerset | 40.7027 | -74.5816 | RFC | PJM | PJM Interconnection, LLC |  | 22 | NR | 2 | IPP Non-CHP |  | N |  | N |  | N |  |  |  |  | Jersey Central Power & Lt Co | 9726 | NJ | 12.5
60237 | Whitakers Farm, LLC | 60438 | Whitakers Farm (Fisher Rd) | 12300 Fisher Road | Whitakers | NC | 27891 | Nash | 36.1155 | -77.7251 | SERC | PJM | PJM Interconnection, LLC |  | 22 | NR | 2 | IPP Non-CHP |  | N |  | Y | QF 14-176 | N |  |  |  |  | Virginia Electric & Power Co | 19876 | NC | 34.5
58508 | Carolina Solar Energy II LLC | 60439 | Sellers Farm Solar | 217 Old Laurinburg Rd. | Hamlet | NC | 28345 | Richmond | 34.882 | -79.6654 | SERC | CPLE | Progress Energy Carolinas - EAST |  | 22 | NR | 2 | IPP Non-CHP | N | N |  | Y | 16-345 | N |  | N |  |  | Duke Energy Progress - (NC) | 3046 | NC | 23
58508 | Carolina Solar Energy II LLC | 60440 | McGrigor Farm Solar | 1001 N US Highway 421 | Clinton | NC | 28328 | Sampson | 35.0198 | -78.3501 | SERC | CPLE | Progress Energy Carolinas - EAST |  | 22 | NR | 2 | IPP Non-CHP | N | N |  | Y | 16-347 | N |  | N |  |  | Duke Energy Progress - (NC) | 3046 | NC | 23
15248 | Portland General Electric Co | 60441 | Salem Smart Power Center | 1615 22nd Stree SE | Salem | OR | 97302 | Marion | 44.922 | -123.0183 | WECC | PGE | Portland General Electric Company |  | 22 | RE | 1 | Electric Utility |  | N |  | N |  | N |  | N |  |  | Portland General Electric Co | 15248 | OR | 12.47
58519 | Clean Energy Collective LLC | 60442 | Carver MA 1 | 0 Solar Circle | Carver | MA | 2330 | Plymouth | 41.9428 | -70.7611 | NPCC | ISNE | ISO New England Inc. |  | 22 | NR | 2 | IPP Non-CHP |  | N |  | N |  | N |  |  |  |  | NSTAR Electric Company | 54913 | MA | 13.2
58519 | Clean Energy Collective LLC | 60443 | Wareham MA 1 | 158 Tihonet Street | Wareham | MA | 2571 | Plymouth | 41.8017 | -70.7046 | NPCC | ISNE | ISO New England Inc. |  | 22 | NR | 2 | IPP Non-CHP |  | N |  | N |  | N |  |  |  |  | NSTAR Electric Company | 54913 | MA | 22.8
15500 | Puget Sound Energy Inc | 60444 | Glacier Battery Storage | 6769 Vaughn Avenue | Glacier | WA | 98244 | Whatcom | 48.888 | -121.9462 | WECC | PSEI | Puget Sound Energy |  | 22 | RE | 1 | Electric Utility |  | N |  | N |  | N |  | N |  |  | Puget Sound Energy Inc | 15500 | WA | 12.47
60235 | ID Solar 1, LLC | 60445 | ID Solar | 18106 South Cloverdale Road | Kuna | ID | 83634 | Ada | 43.444 | -116.333 | WECC | IPCO | Idaho Power Company |  | 22 | NR | 2 | IPP Non-CHP |  | N |  | Y | 15-895, 15-895-001 | N |  |  |  |  | Idaho Power Co | 9191 | ID | 138
57081 | WGL Energy Systems, Inc | 60446 | E&B Resources | 34740 Merced Ave | Bakersfield | CA | 93308 | Kern | 35.5346 | -119.06 | WECC | CISO | California Independent System Operator |  | 22 | NR | 2 | IPP Non-CHP |  | N |  | N |  | N |  | N |  |  | Pacific Gas & Electric Co | 14328 | CA
57081 | WGL Energy Systems, Inc | 60447 | Presbyterian Senior Living Service | 11630 Glen Arms Road | Glen Arm | MD | 21057 | Baltimore | 39.4476 | -76.5163 | RFC | PJM | PJM Interconnection, LLC |  | 22 | NR | 2 | IPP Non-CHP |  | N |  | N |  | N |  |  |  |  | Baltimore Gas & Electric Co | 1167 | MD | 13.33
57081 | WGL Energy Systems, Inc | 60448 | Valdosta | 1638 New Statenville Highway | Valdosta | GA | 31606 | Lowndes | 30.8101 | -83.226 | SERC | SOCO | Southern Company Services, Inc. - Trans |  | 22 | NR | 2 | IPP Non-CHP |  | N |  | N |  | N |  |  |  |  | Georgia Power Co | 7140 | GA | 0.49
60238 | Pavant Solar II LLC | 60449 | Pavant Solar II LLC | 1330 West 8900 North Street | Fillmore | UT | 84631 | Millard | 39.1625 | -112.343 | WECC | PACE | PacifiCorp - East |  | 22 | NR | 2 | IPP Non-CHP |  | N |  | Y | 16-1072-000 | N |  |  |  |  | PacifiCorp | 14354 | UT | 46
57081 | WGL Energy Systems, Inc | 60450 | Corcoran | 1520 Patterson Ave | Corcoran | CA | 93212 | Kings | 36.1023 | -119.5665 | WECC | CISO | California Independent System Operator |  | 22 | NR | 2 | IPP Non-CHP |  | N |  | N |  | N |  |  |  |  | Pacific Gas & Electric Co | 14328 | CA | 0.48
57081 | WGL Energy Systems, Inc | 60451 | Brookside | 90 Tifft Road | North Smithfield | RI | 2896 | Providence | 41.9876 | -71.854 | NPCC | ISNE | ISO New England Inc. |  | 22 | NR | 2 | IPP Non-CHP |  | N |  | N |  | N |  |  |  |  | National Grid Generation, LLC | 26751 |  | 1
57081 | WGL Energy Systems, Inc | 60452 | Calverton | 3651 Middle Country Rd | Calverton | NY | 11933 | Suffolk | 40.9211 | -72.7437 | NPCC | NYIS | New York Independent System Operator |  | 22 | NR | 2 | IPP Non-CHP |  | N |  | N |  | N |  |  |  |  | Public Service Elec & Gas Co | 15477 | NJ | 2.87
57081 | WGL Energy Systems, Inc | 60453 | Cummins, Inc | 4720 Baker St | Lakewood | NY | 14750 | Chautauqua | 42.0812 | -79.3612 | NPCC | NYIS | New York Independent System Operator |  | 22 | NR | 2 | IPP Non-CHP |  | N |  | N |  | N |  |  |  |  | National Grid Generation, LLC | 26751 |  | 13.71
57081 | WGL Energy Systems, Inc | 60454 | Houghton | 1 Willard Avenue | Houghton | NY | 14744 | Allegany | 42.4267 | -78.1566 | NPCC | NYIS | New York Independent System Operator |  | 22 | NR | 2 | IPP Non-CHP |  | N |  | N |  | N |  |  |  |  | New York State Elec & Gas Corp | 13511 | NY | 1.96
60239 | Oneida DG Solar, LLC | 60455 | Oneida - South | 6415 Sutliff Rd | Whitestown | NY | 13492 | Oneida | 43.1664 | -75.3869 | NPCC | NYIS | New York Independent System Operator |  | 22 | NR | 2 | IPP Non-CHP | N | N |  | Y | 16-315-000 | N |  | N |  |  | National Grid Generation, LLC | 26751 |  | 13.2
60239 | Oneida DG Solar, LLC | 60456 | Oneida - West | 6575 Sutliff Rd | Whitestown | NY | 13492 | Oneida | 43.1696 | -75.4049 | NPCC | NYIS | New York Independent System Operator |  | 22 | NR | 2 | IPP Non-CHP | N | N |  | Y | 16-316-000 | N |  | N |  |  | National Grid Generation, LLC | 26751 |  | 13.2
60242 | Athens Energy, LLC | 60457 | Athens Energy | 164 Harmony Rd. | Athens | ME | 4912 | Somerset | 44.9455 | -69.6607 | NPCC | ISNE | ISO New England Inc. |  | 22 | NR | 2 | IPP Non-CHP |  | N |  | N |  | N |  | N |  |  | Central Maine Power Co | 3266 | ME | 12.47
60240 | SEC CRSD Solar One, LLC | 60458 | Hardwick-Athol & Eagle Hill | 262 Lower Rd | Hardwick | MA | 1031 | Worcester | 42.3084 | -72.1896 | NPCC | ISNE | ISO New England Inc. |  | 22 | NR | 2 | IPP Non-CHP |  | N |  | Y | pending | N |  |  |  |  | Massachusetts Electric Co | 11804 | MA | 13.2
60248 | Agilon Energy LLC | 60459 | Port Comfort Power LLC | 135 Diebel Lane | Point Comfort | TX | 77978 | Calhoun | 28.6481 | -96.5462 | TRE | ERCO | Electric Reliability Council of Texas, Inc. |  | 22 | NR | 2 | IPP Non-CHP |  | N |  | N |  | N |  |  |  |  | AEP Texas Central Company | 3278 | TX | 138 |  |  | Enterprise
60248 | Agilon Energy LLC | 60460 | Chamon Power LLC | 18511 Beaumont Hwy | Houston | TX | 77049 | Harris | 29.8832 | -95.1113 | TRE | ERCO | Electric Reliability Council of Texas, Inc. |  | 22 | NR | 2 | IPP Non-CHP |  | N |  | N |  | N |  |  |  |  | AEP Texas Central Company | 3278 | TX | 138 |  |  | Enterprise
57313 | SolarCity Corporation | 60461 | The Clorox Company | 1467 Perryman Rd | Aberdeen | MD | 21001 | Harford | 39.4721 | -76.2013 | NPCC | PJM | PJM Interconnection, LLC |  | 22 | NR | 2 | IPP Non-CHP | Y | N |  | N |  | N |  |  |  |  | Baltimore Gas & Electric Co | 1167 | MD | 48
57313 | SolarCity Corporation | 60462 | Onondaga County- Clearwater | 1633 Rathburn Road | Oswego | NY | 13126 | Oswego | 43.4293 | -76.5157 | NPCC | ISNE | ISO New England Inc. |  | 22 | NR | 2 | IPP Non-CHP | Y | N |  | N |  | N |  |  |  |  | National Grid Generation, LLC | 26751 |  | 48
57313 | SolarCity Corporation | 60463 | Greene County Meter #1 | 84 Volunteer Drive | Cairo | NY | 12413 | Greene | 42.2948 | -74.0008 | NPCC | ISNE | ISO New England Inc. |  | 22 | NR | 2 | IPP Non-CHP | Y | N |  | N |  | N |  |  |  |  | Central Hudson Gas & Elec Corp | 3249 | NY | 48
60249 | Tenaska Pennsylvania Partners, LLC | 60464 | Tenaska Westmoreland Generating Station | TBD | South Hungtindon | PA | 15448 | Westmoreland | 40.1752 | -79.6967 | RFC | PJM | PJM Interconnection, LLC | Municipality | 22 | NR | 2 | IPP Non-CHP |  | N |  | N |  | N | [7 empty] | 500 |  |  | TETCO-Texas Eastern Transmission Co.
57313 | SolarCity Corporation | 60465 | Chesapeake College | 1000 College Cir | Wye Mills | MD | 21679 | Queen Annes | 38.9534 | -76.0832 | NPCC | PJM | PJM Interconnection, LLC |  | 22 | NR | 2 | IPP Non-CHP | Y | N |  | N |  | N |  |  |  |  | Delmarva Power | 5027 | MD | 48
60217 | San Bernardino Valley Municipal Water District | 60466 | Waterman Turnout Hydroelectric | 4899 North Waterman Ave | San Bernardino | CA | 92404 | San Bernardino | 34.1726 | -117.278 | WECC | CISO | California Independent System Operator | Foothill Feeder Pipeline | 22 | RE | 1 | Electric Utility |  | N |  | N |  | N |  |  |  |  | Southern California Edison Co | 17609 | CA | 12
803 | Arizona Public Service Co | 60467 | Red Rock | 25990 East Camino Adelante Roa | Red Rock | AZ | 85145 | Maricopa | 32.551 | -111.2892 | WECC | AZPS | Arizona Public Service Company |  | 22 | RE | 1 | Electric Utility |  | N |  | N |  | N |  |  |  |  | Arizona Public Service Co | 803 | AZ | 115
60252 | Friendswood Energy Genco, LLC | 60468 | Friendswood Energy | 12000 BLK Hiram Clarke Road | Houston | TX | 77085 | Harris | 29.6473 | -95.4515 | TRE | ERCO | Electric Reliability Council of Texas, Inc. |  | 22 | NR | 2 | IPP Non-CHP |  | N |  | N |  | N |  | N |  |  | CenterPoint Energy | 8901 | TX |  |  |  | Kinder Morgan
60257 | Solar Glynn LLC | 60469 | Solar Glynn | 850 Harry Driggers Blvd | Brunswick | GA | 31525 | Glynn | 31.25 | -81.433 | SERC | SOCO | Southern Company Services, Inc. - Trans |  | 22 | NR | 2 | IPP Non-CHP |  | N |  | Y | 16-149 | N |  |  |  |  | Georgia Power Co | 7140 | GA | 115
60258 | Paulding Wind Farm III LLC | 60470 | Paulding Wind Farm III | 9630 SR 49 | Payne | OH | 45880 | Paulding | 41.121 | -84.751 | RFC | PJM | PJM Interconnection, LLC |  | 22 | NR | 2 | IPP Non-CHP |  | N |  | N |  | N |  |  |  |  | Ohio Power Co | 14006 | OH
60259 | Green River Wind Farm, LLC | 60471 | Green River Wind Farm | TBD | TBD | IL | 61042 | Lee | 41.6203 | -89.557 | RFC | PJM | PJM Interconnection, LLC |  | 22 | NR | 2 | IPP Non-CHP |  | N |  | N |  | N |  |  |  |  | Commonwealth Edison Co | 4110 | IL | 138
58519 | Clean Energy Collective LLC | 60472 | CPS 1 | 12750 E US Hwy 87 | Adkins | TX | 78101 | Bexar | 29.378 | -98.2692 | TRE | ERCO | Electric Reliability Council of Texas, Inc. |  | 22 | NR | 2 | IPP Non-CHP |  | N |  | N |  | N |  |  |  |  | City of San Antonio - (TX) | 16604 | TX | 13.2
58519 | Clean Energy Collective LLC | 60473 | Westport MA 1 | 703 Old County Road | Westport | MA | 2790 | Bristol | 41.6211 | -71.057 | NPCC | ISNE | ISO New England Inc. |  | 22 | NR | 2 | IPP Non-CHP |  | N |  | N |  | N |  |  |  |  | NSTAR Electric Company | 54913 | MA | 13.2
58661 | Sustainable Power Group, LLC | 60474 | Bayshore Solar B, LLC | West Avenue K and 100 St. West | Lancaster | CA | 93536 | Los Angeles | 34.6783 | -118.3026 | WECC | CISO | California Independent System Operator |  | 22 | NR | 2 | IPP Non-CHP |  | N |  | N |  | N |  |  |  |  | Southern California Edison Co | 17609 | CA | 220
58661 | Sustainable Power Group, LLC | 60475 | Bayshore Solar C, LLC | West Avenue J-8 and 105th Stre | Lancaster | CA | 93536 | Los Angeles | 34.6813 | -118.3141 | WECC | CISO | California Independent System Operator |  | 22 | NR | 2 | IPP Non-CHP |  | N |  | N |  | N |  |  |  |  | Southern California Edison Co | 17609 | CA | 220
58519 | Clean Energy Collective LLC | 60476 | Westport MA 2 | 703 Old County Road | Westport | MA | 2790 | Bristol | 41.6211 | -71.057 | NPCC | ISNE | ISO New England Inc. |  | 22 | NR | 2 | IPP Non-CHP |  | N |  | N |  | N |  |  |  |  | NSTAR Electric Company | 54913 | MA | 13.2
60250 | DG Bethlehem Solar, LLC | 60477 | Bethlehem - East | 253-A Bridge Street | Selkirk | NY | 12158 | Albany | 42.539 | -73.8243 | NPCC | NYIS | New York Independent System Operator |  | 22 | NR | 2 | IPP Non-CHP | N | N |  | Y | QF16-388-000 | N |  | N |  |  | National Grid Generation, LLC | 26751 |  | 13.2
60250 | DG Bethlehem Solar, LLC | 60478 | Bethlehem - West | 253-B Bridge Street | Selkirk | NY | 12158 | Albany | 42.539 | -73.8243 | NPCC | NYIS | New York Independent System Operator |  | 22 | NR | 2 | IPP Non-CHP |  | N |  | Y | QF16-389-000 | N |  | N |  |  | National Grid Generation, LLC | 26751 |  | 13.2
60262 | Electrical Power worX Corp | 60479 | LIRR Malverne Wayside Energy Storage Sys | Hempstead Avenue | Malverne | NY | 11565 | Nassau | 40.6753 | -73.6731 | NPCC | NYIS | New York Independent System Operator |  | 482 | NR | 4 | Commercial Non-CHP |  | N |  | N |  | N |  |  |  |  | New York Power Authority | 15296 |  | 0.75
60264 | Germantown Solar, LLC | 60480 | Germantown Solar, LLC | 2105 Rural Hall | Rural Hall | NC | 27045 | Forsyth | 36.2463 | -80.2546 | SERC | DUK | Duke Energy Carolinas |  | 22 | NR | 2 | IPP Non-CHP | N | N |  | N |  | N |  |  |  |  | Duke Energy Carolinas, LLC | 5416 | NC | 12.47
58661 | Sustainable Power Group, LLC | 60481 | Bayshore Solar A, LLC | West Avenue K-8 and 90th Stree | Lancaster | CA | 93536 | Los Angeles | 34.6678 | -118.2981 | WECC | CISO | California Independent System Operator |  | 22 | NR | 2 | IPP Non-CHP |  | N |  | N |  | N |  |  |  |  | Southern California Edison Co | 17609 | CA | 220
60270 | Clark Canyon Hydro, LLC | 60483 | Clark Canyon Hydro-Electric Facility | Clark Canyon Dam | Dillon | MT | 59725 | Beaverhead | 44.999 | -112.857 | WECC | IPCO | Idaho Power Company |  | 22 | NR | 2 | IPP Non-CHP |  | N |  | N |  | N
60234 | Williamston West Farm, LLC | 60484 | Williamston West Farm, LLC | 14666 US HWY 64 | Williamston | NC | 27892 | Martin | 35.8365 | -77.108 | SERC | PJM | PJM Interconnection, LLC |  | 22 | NR | 2 | IPP Non-CHP |  | N |  | Y | QF14-174 | N |  |  |  |  | Virginia Electric & Power Co | 19876 | NC | 34.5
60271 | Longboat Solar, LLC | 60485 | Longboat Solar, LLC | 25685 Community Blvd | Barstow | CA | 92311 | San Bernardino | 34.541 | -117.061 | WECC | CISO | California Independent System Operator |  | 22 | NR | 2 | IPP Non-CHP |  | N |  | Y | 16-1128-000 | N |  |  |  |  | Southern California Edison Co | 17609 | CA | 33
60279 | Greenfield Wind, LLC | 60486 | Greenfield Wind - MT | 179 7th Road NE | Fairfield | MT | 59436 | Teton | 47.723 | -111.963 | WECC | NWMT | NorthWestern Energy (NWMT) |  | 22 | NR | 2 | IPP Non-CHP |  | N |  | Y | 11-449-005 | N |  |  |  |  | NorthWestern Energy LLC - (MT) | 12825 | MT | 69
60280 | River Road Solar, LLC | 60487 | River Road Solar, LLC | 951 River Road | Cofield | NC | 27922 | Hertford | 36.351 | -76.842 | SERC | PJM | PJM Interconnection, LLC |  | 22 | NR | 2 | IPP Non-CHP |  | N |  | Y | 15-447-001 | N |  |  |  |  | Virginia Electric & Power Co | 19876 | NC | 34.5
60267 | Hartz Solar Hamilton LLC | 60489 | Hamilton Solar-Crosswicks | 1041 Yardville Allentown Road | Hamilton | NJ | 8690 | Mercer | 40.169 | -74.6301 | RFC | PJM | PJM Interconnection, LLC |  | 22 | NR | 2 | IPP Non-CHP |  | N |  | Y | 12-46-000 | N |  |  |  |  | Public Service Elec & Gas Co | 15477 | NJ | 12.47
60277 | 54 KR 8me LLC | 60490 | Redwood 4 Solar Farm | TBD Tower Line Road | Edison | CA | 93307 | Kern | 35.3142 | -118.8119 | WECC | CISO | California Independent System Operator |  | 22 | NR | 2 | IPP Non-CHP | N | N |  | N |  | N |  | N |  |  | Pacific Gas & Electric Co | 14328 | CA | 115
60278 | 64KT 8me LLC | 60491 | Springbok 3 Solar Farm | TBD | Cantil | CA | 93519 | Kern | 35.1712 | -118.0017 | WECC | LDWP | Los Angeles Department of Water and Power |  | 22 | NR | 2 | IPP Non-CHP |  | N |  | N |  | N |  | N |  |  | Los Angeles Department of Water & Power | 11208 | CA | 230
60281 | Altus Power America Management, LLC | 60492 | Rail Trail | 69 Van Deusenville Rd. | Great Barrington | MA | 1230 | Berkshire | 42.2431 | -73.3638 | NPCC | ISNE | ISO New England Inc. |  | 22 | NR | 2 | IPP Non-CHP | N | N |  | Y | QF16-1125-000 | N |  | N |  |  | National Grid Generation, LLC | 26751 |  | 13.8
60281 | Altus Power America Management, LLC | 60493 | Rising Paper | 0 Park St. | Great Barrington | MA | 1230 | Berkshire | 42.2286 | -73.3445 | NPCC | ISNE | ISO New England Inc. |  | 22 | NR | 2 | IPP Non-CHP | N | N |  | Y | QF16-1124-000 | N |  | N |  |  | National Grid Generation, LLC | 26751 |  | 13.8
60281 | Altus Power America Management, LLC | 60494 | Hampden | 229 Somers Rd. | Hampden | MA | 1036 | Hampden | 42.0447 | -72.4388 | NPCC | ISNE | ISO New England Inc. |  | 22 | NR | 2 | IPP Non-CHP | N | N |  | Y | QF16-1123-000 | N |  | N |  |  | National Grid Generation, LLC | 26751 |  | 13.2
60281 | Altus Power America Management, LLC | 60495 | Little Bay | 100 Dupont Drive | Providence | RI | 2907 | Providence | 41.7992 | -71.436 | NPCC | ISNE | ISO New England Inc. |  | 22 | NR | 2 | IPP Non-CHP | N | N |  | Y | QF14-357-000 | N |  | N |  |  | National Grid Generation, LLC | 26751 |  | 23
60281 | Altus Power America Management, LLC | 60496 | MEBA | 27050 St. Michael's Rd. | Easton | MD | 21601 | Talbot | 42.0447 | -72.4388 | RFC | PJM | PJM Interconnection, LLC |  | 22 | NR | 2 | IPP Non-CHP | N | N |  | Y | QF14-358-000 | N |  | N |  |  | Choptank Electric Coop, Inc | 3503 | MD | 12.47
60263 | SR Skylark B, LLC | 60497 | SR Skylark B | 8505 CR 80.5 | Severance | CO | 80546 | Weld | 40.5795 | -104.8957 | WECC | WACM | Western Area Power Administration - Rocky Mountain Region |  | 22 | NR | 2 | IPP Non-CHP |  | N |  | N |  | N |  |  |  |  | Poudre Valley R E A, Inc | 15257 | CO | 12.47
60281 | Altus Power America Management, LLC | 60498 | Shirley Water | 0 Walker Road | Shirley | MA | 1464 | Middlesex | 42.5546 | -71.6235 | NPCC | ISNE | ISO New England Inc. |  | 22 | NR | 2 | IPP Non-CHP | N | N |  | Y | QF16-1127-000 | N |  | N |  |  | National Grid Generation, LLC | 26751 |  | 13.8
60268 | Hartz Solar LLC | 60499 | Jefferson Avenue | 600 Jefferson Avenue | Secauscus | NJ | 7094 | Hudson | 40.7722 | -74.0687 | RFC | PJM | PJM Interconnection, LLC |  | 421 | NR | 4 | Commercial Non-CHP | Y | N |  | Y | 10-226-000 | N |  |  |  |  | Public Service Elec & Gas Co | 15477 | NJ | 0.48
60268 | Hartz Solar LLC | 60500 | Westside Avenue | 8501 Westside Avenue | North Bergen | NJ | 7047 | Hudson | 40.8141 | -74.0213 | RFC | PJM | PJM Interconnection, LLC |  | 421 | NR | 4 | Commercial Non-CHP | Y | N |  | Y | 13-39-000 | N |  |  |  |  | Public Service Elec & Gas Co | 15477 | NJ | 0.48
60268 | Hartz Solar LLC | 60501 | Hartz Way | 50 Hartz Way | Secaucus | NJ | 7094 | Hudson | 40.7828 | -74.0728 | RFC | PJM | PJM Interconnection, LLC |  | 421 | NR | 4 | Commercial Non-CHP | N | N |  | Y | 11-159-000 | N |  |  |  |  | Public Service Elec & Gas Co | 15477 | NJ | 0.48
60273 | Tyler Bluff Wind Project, LLC | 60502 | Tyler Bluff Wind Project, LLC | 5858 County Road 424 | Muenster | TX | 76252 | Cooke | 33.7039 | -97.372 | TRE | ERCO | Electric Reliability Council of Texas, Inc. |  | 22 | NR | 2 | IPP Non-CHP |  | N |  | N |  | N |  |  |  |  | Brazos Electric Power Coop Inc | 2172 |  | 138
60288 | Cattle Ridge Wind Farm, LLC | 60503 | Cattle Ridge Wind Farm 1 | TBD | Milbank | SD | 57252 | Grant | 45.1725 | -96.8527 | MRO | MISO | Midcontinent Independent Transmission System Operator, Inc.. |  | 22 | NR | 2 | IPP Non-CHP |  | N |  | N |  | N |  |  |  |  | Otter Tail Power Co | 14232 | SD | 345
60289 | Blazing Star Wind Farm, LLC | 60504 | Blazing Star Wind Farm 1 | TBD | Harrisburg | SD | 57032 | Lincoln | 44.5441 | -96.3682 | MRO | MISO | Midcontinent Independent Transmission System Operator, Inc.. |  | 22 | NR | 2 | IPP Non-CHP |  | N |  | N |  | N |  |  |  |  | Great River Energy | 7570 |  | 345
60290 | Crocker Wind Farm, LLC | 60505 | Crocker Wind Farm | TBD | Clark | SD | 57225 | Clark | 45.0515 | -97.8264 | MRO | MISO | Midcontinent Independent Transmission System Operator, Inc.. |  | 22 | NR | 2 | IPP Non-CHP |  | N |  | N |  | N |  |  |  |  | WAPA-- Western Area Power Administration | 27000 | SD | 345
50174 | Electric Transmission Texas LLC | 60506 | ETT Presidio NaS Battery | 600 Hurd Street | Presidio | TX | 79845 | Presidio | 29.5663 | -104.3554 | TRE | ERCO | Electric Reliability Council of Texas, Inc. |  | 22 | NR | 2 | IPP Non-CHP |  | N |  | N |  | N |  |  |  |  | Electric Transmission Texas LLC | 50174
57313 | SolarCity Corporation | 60507 | Broome County | 399 B | Conklin | NY | 13748 | Broome | 42.1047 | -75.9307 | NPCC | NYIS | New York Independent System Operator |  | 22 | NR | 2 | IPP Non-CHP |  | N |  | N |  | N |  |  |  |  | New York State Elec & Gas Corp | 13511 | NY | 10
60282 | Valley Center | 60509 | Valley Center | 29465 Cole Grade Road | Valley Center | CA | 92082 | San Diego | 33.2503 | -117.0226 | WECC | CISO | California Independent System Operator |  | 22 | NR | 2 | IPP Non-CHP |  | N |  | Y | 14-639-000 | N |  |  |  |  | San Diego Gas & Electric Co | 16609 | CA | 12.47
60292 | Advanced Solar Power Holdings, Inc | 60510 | Two Mile Desert Project | 180 Two Mile Desert Road | Hertford | NC | 27944 | Perquimans | 36.22 | -76.46 | SERC |  |  |  | 22 | NR | 2 | IPP Non-CHP |  | N |  | Y | QF15-435 | N | [5 empty] | 40229 |  | 34.5
60293 | DG Colorado Solar, LLC | 60511 | Clear Spring Ranch PV Project | 7383 Loren Lane | Fountain | CO | 80817 | El Paso | 38.6021 | -104.6947 | WECC |  |  |  | 22 | NR | 2 | IPP Non-CHP |  | N |  | N |  | N |  |  |  |  | City of Colorado Springs - (CO) | 3989 | CO | 12.5
57081 | WGL Energy Systems, Inc | 60514 | Seminole | 3621 Old Jakin Road | Donalsonville | GA | 39845 | Seminole | 31.0651 | -84.9317 | SERC | SOCO | Southern Company Services, Inc. - Trans |  | 22 | NR | 2 | IPP Non-CHP |  | N |  | N |  | N |  |  |  |  | Georgia Power Co | 7140 | GA | 0.49
60251 | GRP Franklin Renewable Energy Facility, LLC | 60550 | GRP Franklin Renewable Energy Facility | 3465 Highway 198 | Carnesville | GA | 30521 | Franklin | 34.3761 | -83.3306 | SERC | SOCO | Southern Company Services, Inc. - Trans | Municipality | 22 | NR | 2 | IPP Non-CHP |  | N |  | N |  | N |  | N |  |  | Georgia Power Co | 7140 | GA | 13.8
16764 | City of San Diego | 60571 | North City Cogeneration Facility | 4949 Eastgate Mall | San Diego | CA | 92121 | San Diego | 32.8778 | -117.1978 | WECC | CISO | California Independent System Operator | Municipality | 22132 | NR | 4 | Commercial Non-CHP |  | N |  | Y | 10-321-000 | N |  | N |  |  | San Diego Gas & Electric Co | 16609 | CA | 4.16 |  |  | San Diego Gas & Electric