## Operable
2014 Form EIA-860 Data - Schedule 3, 'Wind Technology Data' (Operable Units Only)
Utility ID | Utility Name | Plant Code | Plant Name | State | County | Generator ID | Status | Technology | Prime Mover | Sector Name | Sector | Nameplate Capacity (MW) | Summer Capacity (MW) | Winter Capacity (MW) | Operating Month | Operating Year | Predominant Turbine Manufacturer | Predominant Turbine Model Number | Design Wind Speed (mph) | Wind Quality Class | Turbine Hub Height (Feet) | FAA Obstacle Number
309 | City of Algona - (IA) | 7966 | Iowa Distributed Wind Generation Project | IA | Kossuth | IDWG | OP | Onshore Wind Turbine | WT | Electric Utility | 1 | 2.3 | 2.3 | 2.3 | 6 | 2000 | GE | Z50 | 15.7 | 2 | 165 | 19-001472
794 | Apollo Energy Corp | 56378 | Pakini Nui Wind Farm | HI | Hawaii | 1 | OP | Onshore Wind Turbine | WT | IPP Non-CHP | 2 | 21 | 21 | 21 | 4 | 2007 | GE | GE1.5SE | 21 | 1 | 210 | 15-020009
1307 | Basin Electric Power Coop | 7974 | Chamberlain Wind Project | SD | Brule | WTC1 | OP | Onshore Wind Turbine | WT | Electric Utility | 1 | 1.3 | 1.3 | 1.3 | 11 | 2001 | Nordex | N-60 | 18.8 | 1 | 196.9 | 2006-AGL-8458-OE
1307 | Basin Electric Power Coop | 7974 | Chamberlain Wind Project | SD | Brule | WTC2 | OP | Onshore Wind Turbine | WT | Electric Utility | 1 | 1.3 | 1.3 | 1.3 | 11 | 2001 | Nordex | N-60 | 18.8 | 1 | 196.9 | 46-000621
1307 | Basin Electric Power Coop | 55995 | Minot Wind Project | ND | Ward | MWP | OP | Onshore Wind Turbine | WT | Electric Utility | 1 | 2.6 | 2.6 | 2.6 | 1 | 2003 | Nordex | N60 | 17.9 | 1 | 196.9 | 38-000780
1307 | Basin Electric Power Coop | 55995 | Minot Wind Project | ND | Ward | MWP2 | OP | Onshore Wind Turbine | WT | Electric Utility | 1 | 4.5 | 4.5 | 4.5 | 12 | 2009 | GE | 1.5SLE | 17.9 | 1 | 262.5 | 38-000780
1307 | Basin Electric Power Coop | 56607 | Prairie Winds ND1 | ND | Ward | ND1 | OP | Onshore Wind Turbine | WT | Electric Utility | 1 | 115.5 | 115.5 | 115.5 | 12 | 2009 | GE | 1.5SLE | 22.4 | 1 | 262.5 | 38-020581
1307 | Basin Electric Power Coop | 56608 | Prairie Winds SD1 | SD | Jerauld | SD1 | OP | Onshore Wind Turbine | WT | Electric Utility | 1 | 150 | 150 | 150 | 2 | 2011 | GE | 1.5sle | 22.4 | 1 | 262.5 | 46-020310
1307 | Basin Electric Power Coop | 56608 | Prairie Winds SD1 | SD | Jerauld | SD2 | OP | Onshore Wind Turbine | WT | Electric Utility | 1 | 10.5 | 10.5 | 10.5 | 2 | 2011 | GE | 1.5sle | 22.4 | 1 | 262.5 | 46-020310
1307 | Basin Electric Power Coop | 56608 | Prairie Winds SD1 | SD | Jerauld | SD3 | OP | Onshore Wind Turbine | WT | Electric Utility | 1 | 1.5 | 1.5 | 1.5 | 2 | 2011 | GE | 1.5sle | 22.4 | 1 | 262.5 | 46-020310
1361 | Bay Windpower LLC | 55944 | Bay Windpower I | MI | CHEBOYGAN | BAY | OP | Onshore Wind Turbine | WT | IPP Non-CHP | 2 | 1.8 | 1.8 | 1.8 | 12 | 2001 | NEG-Micon | NM900-52 | 11 | 3 | 237 | 26-002860
1881 | Blue Canyon Windpower LLC | 56081 | Blue Canyon Windpower | OK | Comanche | EW | OP | Onshore Wind Turbine | WT | IPP Non-CHP | 2 | 74.3 | 74.3 | 74.3 | 12 | 2003 | Vestas | 72 | 22.4 | 2 | 262 | 1982
2719 | CalWind Resources Inc | 10191 | Tehachapi Wind Resource I | CA | Kern | EXIS | OP | Onshore Wind Turbine | WT | IPP Non-CHP | 2 | 8.7 | 8.7 | 8.7 | 12 | 1984 | Nordtank | 65/13 | 17 | 1 | 80 | N/A
2719 | CalWind Resources Inc | 54909 | Tehachapi Wind Resource II | CA | Kern | EXI2 | OP | Onshore Wind Turbine | WT | IPP Non-CHP | 2 | 8.3 | 8.3 | 8.3 | 12 | 2002 | Vestas | V660 | 20 | 1 | 164 | N/A
2719 | CalWind Resources Inc | 54909 | Tehachapi Wind Resource II | CA | Kern | EXIS | OP | Onshore Wind Turbine | WT | IPP Non-CHP | 2 | 13.6 | 13.6 | 13.6 | 1 | 1997 | Bonus | 65/13 | 20 | 1 | 80 | N/A
2770 | Terra-Gen Operating Co LLC | 10586 | Cameron Ridge LLC | CA | Kern | EXIS | OP | Onshore Wind Turbine | WT | IPP Non-CHP | 2 | 59.6 | 59.6 | 59.6 | 12 | 1984 | Micon | M700 | 22.4 | 1 | 180 | 0
2770 | Terra-Gen Operating Co LLC | 10597 | Ridgetop Energy LLC | CA | Kern | WGN1 | OP | Onshore Wind Turbine | WT | IPP Non-CHP | 2 | 29 | 29 | 29 | 1 | 1984 | Nordtank | NTK75 | 22.4 | 1 | 85 | 0
2770 | Terra-Gen Operating Co LLC | 50690 | San Gorgonio Westwinds II LLC | CA | Riverside | GEN1 | OP | Onshore Wind Turbine | WT | IPP Non-CHP | 2 | 43.4 | 43.4 | 43.4 | 6 | 1999 | Micon | M700 | 22.4 | 1 | 180 | 0
2770 | Terra-Gen Operating Co LLC | 50821 | Mojave 16 | CA | Kern | GEN1 | OP | Onshore Wind Turbine | WT | IPP Non-CHP | 2 | 30 | 30 | 30 | 12 | 1989 | Mitsubishi | 250 | 22.4 | 1 | 100 | N/A
2770 | Terra-Gen Operating Co LLC | 50822 | Mojave 17 | CA | Kern | GEN1 | OP | Onshore Wind Turbine | WT | IPP Non-CHP | 2 | 25 | 25 | 25 | 11 | 1989 | Mitsubishi | 250 | 22.4 | 1 | 100 | N/A
2770 | Terra-Gen Operating Co LLC | 50823 | Mojave 18 | CA | Kern | GEN1 | OP | Onshore Wind Turbine | WT | IPP Non-CHP | 2 | 30 | 30 | 30 | 12 | 1989 | Mitsubishi | 250 | 22.4 | 1 | 100 | N/A
2770 | Terra-Gen Operating Co LLC | 52160 | Victory Garden Phase IV LLC | CA | Kern | WGNS | OP | Onshore Wind Turbine | WT | IPP Non-CHP | 2 | 22 | 22 | 22 | 5 | 1990 | Vestas | 27 | 22.4 | 1 | 140 | N/A
2770 | Terra-Gen Operating Co LLC | 52161 | Terra-Gen 251 Wind LLC | CA | Kern | WGNS | OP | Onshore Wind Turbine | WT | IPP Non-CHP | 2 | 18.4 | 18.4 | 18.4 | 1 | 1987 | Vestas | V17 | 22.4 | 1 | 80 | 0
2770 | Terra-Gen Operating Co LLC | 54647 | TPC Windfarms LLC | CA | Kern | EXIS | OP | Onshore Wind Turbine | WT | IPP Non-CHP | 2 | 28.7 | 28.7 | 28.7 | 12 | 1986 | Danwin | 160 | 21 | 2 | 80 | N/A
2770 | Terra-Gen Operating Co LLC | 54931 | Ridgetop | CA | Kern | WGN1 | OP | Onshore Wind Turbine | WT | IPP Non-CHP | 2 | 46.8 | 46.9 | 46.9 | 4 | 1994 | Vestas | V47 | 22.4 | 1 | 180 | 0
2770 | Terra-Gen Operating Co LLC | 54979 | Big Spring Wind Power Facility | TX | Howard | WIND | OP | Onshore Wind Turbine | WT | IPP Non-CHP | 2 | 34.3 | 34.3 | 34.3 | 12 | 1998 | Vestas | V47 | 22.4 | 1 | 180 | 0
2770 | Terra-Gen Operating Co LLC | 55608 | Foote Creek II | WY | Albany | GEN1 | OP | Onshore Wind Turbine | WT | IPP Non-CHP | 2 | 1.8 | 1.8 | 1.8 | 6 | 1999 | Mitsubishi | 600 | 22.4 | 1 | 120 | 0
2770 | Terra-Gen Operating Co LLC | 55609 | Foote Creek III | WY | Albany | GEN1 | OP | Onshore Wind Turbine | WT | IPP Non-CHP | 2 | 24.8 | 24.8 | 24.8 | 6 | 1999 | Micon | M750 | 22.4 | 1 | 180 | 0
2770 | Terra-Gen Operating Co LLC | 55610 | Foote Creek IV | WY | Carbon | GEN1 | OP | Onshore Wind Turbine | WT | IPP Non-CHP | 2 | 16.8 | 16.8 | 16.8 | 8 | 2000 | Mitsubishi | MWT-600 | 22.4 | 1 | 164 | 0
2770 | Terra-Gen Operating Co LLC | 56570 | Terra-Gen VG Wind LLC | CA | Kern | WGNS | OP | Onshore Wind Turbine | WT | IPP Non-CHP | 2 | 7.4 | 7.4 | 7.4 | 1 | 1984 | Zond | Z750 | 22.4 | 1 | 180 | 0
2770 | Terra-Gen Operating Co LLC | 57282 | Alta Wind Energy Center I | CA | KERN | AW01 | OP | Onshore Wind Turbine | WT | IPP Non-CHP | 2 | 150 | 150 | 150 | 1 | 2011 | GE | 1.5 | 22.4 | 1 | 262 | 0
2770 | Terra-Gen Operating Co LLC | 57291 | Alta Wind Energy Center II | CA | KERN | AW02 | OP | Onshore Wind Turbine | WT | IPP Non-CHP | 2 | 150 | 150 | 150 | 1 | 2011 | Vestas | V90 | 22.4 | 1 | 262 | 0
2770 | Terra-Gen Operating Co LLC | 57292 | Alta Wind Energy Center III | CA | KERN | AW03 | OP | Onshore Wind Turbine | WT | IPP Non-CHP | 2 | 150 | 150 | 150 | 2 | 2011 | Vestas | V90 | 22.4 | 1 | 262 | 0
2770 | Terra-Gen Operating Co LLC | 57293 | Alta Wind Energy Center IV | CA | KERN | AW04 | OP | Onshore Wind Turbine | WT | IPP Non-CHP | 2 | 102 | 102 | 102 | 4 | 2011 | Vestas | V90 | 22.4 | 1 | 262 | 0
2770 | Terra-Gen Operating Co LLC | 57294 | Alta Wind Energy Center V | CA | KERN | AW05 | OP | Onshore Wind Turbine | WT | IPP Non-CHP | 2 | 168 | 168 | 168 | 4 | 2011 | Vestas | V90 | 22.4 | 1 | 262 | 0
2770 | Terra-Gen Operating Co LLC | 58394 | Alta Wind X | CA | Kern | AW10 | OP | Onshore Wind Turbine | WT | IPP Non-CHP | 2 | 138 | 138 | 138 | 1 | 2014 | GE | 2.85-103 | 22.4 | 1 | 262 | 0
2770 | Terra-Gen Operating Co LLC | 58395 | Alta Wind XI | CA | Kern | AW11 | OP | Onshore Wind Turbine | WT | IPP Non-CHP | 2 | 90 | 90 | 90 | 1 | 2014 | GE | 1.7-100 | 22.4 | 1 | 262 | 0
4254 | Consumers Energy Co | 57984 | Lake Winds Energy Park | MI | Mason | LWEP | OP | Onshore Wind Turbine | WT | Electric Utility | 1 | 100.8 | 22 | 24.6 | 11 | 2012 | Vestas | V100 | 16.7 | 3 | 311 | 26-020944
4254 | Consumers Energy Co | 58830 | Cross Winds Energy Park | MI | Tuscola | CWEP | OP | Onshore Wind Turbine | WT | Electric Utility | 1 | 111 | 21.8 | 21.8 | 12 | 2014 | GE | 1.7-100 | 17 | 3 | 314.9 | 26-027415
5109 | DTE Electric Company | 57421 | Gratiot Wind Park | MI | Gratiot | 1 | OP | Onshore Wind Turbine | WT | Electric Utility | 1 | 102 | 102 | 102 | 11 | 2011 | GE | 1.6-XLE | 17 | 3 | 328
5109 | DTE Electric Company | 57851 | Sigel Wind Park | MI | Huron | 1 | OP | Onshore Wind Turbine | WT | Electric Utility | 1 | 64 | 64 | 64 | 12 | 2012 | GE | 1.6-100 | 17 | 3 | 328
5109 | DTE Electric Company | 57852 | Minden Wind Park | MI | Sanilac | 1 | OP | Onshore Wind Turbine | WT | Electric Utility | 1 | 32 | 32 | 32 | 12 | 2012 | GE | 1.6-100 | 17 | 3 | 328
5109 | DTE Electric Company | 57853 | McKinley Wind Park | MI | Huron | 1 | OP | Onshore Wind Turbine | WT | Electric Utility | 1 | 14.4 | 14 | 14 | 12 | 2012 | GE | 1.6-100 | 17 | 3 | 328
5109 | DTE Electric Company | 58121 | Echo Wind Park | MI | Huron | GEN1 | OP | Onshore Wind Turbine | WT | Electric Utility | 1 | 49.6 | 49.6 | 49.6 | 1 | 2014 | GE | 1.6-100 | 17 | 3 | 328
5109 | DTE Electric Company | 58121 | Echo Wind Park | MI | Huron | GEN2 | OP | Onshore Wind Turbine | WT | Electric Utility | 1 | 62.4 | 62.4 | 62.4 | 12 | 2014 | GE | 1.6-100 | 17 | 3 | 328
5109 | DTE Electric Company | 58719 | Brookfield | MI | Huron | WPH2 | OP | Onshore Wind Turbine | WT | Electric Utility | 1 | 74.8 | 74.8 | 74.8 | 2 | 2014 | GE | 1.6-100 | 17 | 3 | 328
5701 | El Paso Electric Co | 55578 | Hueco Mountain Wind Ranch | TX | Hudspeth | EXIS | OP | Onshore Wind Turbine | WT | Electric Utility | 1 | 1.3 | 1.3 | 1.3 | 2 | 2001 | Vestas | V47 | 20.1 | 1 | 213 | 48-011664
5906 | EDF Renewable Services Inc | 55741 | Ridge Crest Wind Partners | CO | Logan | A1 | OP | Onshore Wind Turbine | WT | IPP Non-CHP | 2 | 29.7 | 29.7 | 29.7 | 12 | 2001 | Micon | Micon 900 |  |  | 262.5
5906 | EDF Renewable Services Inc | 56646 | Chandler Hills Wind Farm | MN | Murray | 1 | OP | Onshore Wind Turbine | WT | IPP Non-CHP | 2 | 2 | 2 | 2 | 1 | 1999 | Vestas | V47 | 22.4 | 1 | 213.3
6017 | ESI Vansycle Partners LP | 55125 | Vansycle | OR | Umatilla | WGNS | OP | Onshore Wind Turbine | WT | IPP Non-CHP | 2 | 25 | 25 | 25 | 8 | 1998 | Vestas | V-47 | 22.4 | 1 | 164 | 242
6042 | EUI Management PH Inc | 10027 | EUIPH Wind Farm | CA | Riverside | EXIS | OP | Onshore Wind Turbine | WT | IPP Non-CHP | 2 | 25.4 | 25.4 | 25.4 | 12 | 1985 | Nordex | 1 MW | 21 | 1 | 200 | NA
6258 | Federated Rural Electric Assn | 57248 | Welcome Wind Turbine | MN | MARTIN | WIND1 | OP | Onshore Wind Turbine | WT | Electric Utility | 1 | 2.1 | 2.1 | 2.1 | 5 | 2008 | Suzlon | S 88 | 19 | 2 | 73 | 27-AGL-7224
6354 | FPL Energy Upton Wind LP | 55581 | King Mountain Wind Ranch 1 | TX | Upton | EXIS | OP | Onshore Wind Turbine | WT | IPP Non-CHP | 2 | 278 | 278 | 278 | 6 | 2001 | Siemens | Siemens 1.3 | 19 | 2 | 203.4 | 14.1
6607 | FPL Energy Vansycle LLC | 55560 | FPL Energy Vansycle LLC (WA) | WA | Walla Walla | V-47 | OP | Onshore Wind Turbine | WT | IPP Non-CHP | 2 | 176.9 | 176.9 | 176.9 | 12 | 2001 | Vestas | V-47 | 22.4 | 1 | 164 | 242
6607 | FPL Energy Vansycle LLC | 55989 | FPL Energy Vansycle LLC (OR) | OR | Umatilla | V-47 | OP | Onshore Wind Turbine | WT | IPP Non-CHP | 2 | 122.8 | 122.8 | 122.8 | 12 | 2001 | Vestas | V47 | 22.4 | 1 | 164 | 242
6850 | FPL Energy Hancock County Wind, LLC | 56010 | Hancock County Wind Energy Center | IA | Hancock | V-47 | OP | Onshore Wind Turbine | WT | IPP Non-CHP | 2 | 98 | 98 | 98 | 12 | 2002 | Vestas | Vestas v-47 | 22.4 | 1 | 213.3 | 19-002332
6862 | FPL Energy Pennsylvania Wind LLC | 55370 | Green Mountain Wind Farm | PA | Somerset | N60 | OP | Onshore Wind Turbine | WT | IPP Non-CHP | 2 | 10.4 | 10.4 | 10.4 | 5 | 2000 | Nordex | Nordex N-60 1.3 | 19 | 2 | 196.9 | 42-020113
6865 | FPL Energy Meyersdale Windpower LLC | 56052 | Meyersdale Windpower | PA | Somerset | GE15 | OP | Onshore Wind Turbine | WT | IPP Non-CHP | 2 | 30 | 30 | 30 | 12 | 2003 | NEG-Micon | Micon 1.5 | 19 | 2 | 229.7 | 42-003178
6870 | Backbone Mountain Windpower, LLC | 55986 | Mountaineer Wind Energy Center | WV | Tucker | WT1 | OP | Onshore Wind Turbine | WT | IPP Non-CHP | 2 | 66 | 66 | 66 | 12 | 2002 | Micon | Micon 1.5 | 19 | 2 | 229.7 | 54-000975
6985 | Garwin McNeilus | 56054 | G McNeilus Wind Farm Dodge Center | MN | DODGE | GM1 | OP | Onshore Wind Turbine | WT | IPP Non-CHP | 2 | 32 | 32 | 32 | 9 | 2002 | NEG-Micon | NM54-950 | 14 | 2 | 236 | N/A
6985 | Garwin McNeilus | 56054 | G McNeilus Wind Farm Dodge Center | MN | DODGE | GM2 | OP | Onshore Wind Turbine | WT | IPP Non-CHP | 2 | 8 | 8 | 8 | 5 | 2003 | NEG-Micon | NM72-1.5 | 14 | 2 | 230 | N/A
6985 | Garwin McNeilus | 56054 | G McNeilus Wind Farm Dodge Center | MN | DODGE | GM3 | OP | Onshore Wind Turbine | WT | IPP Non-CHP | 2 | 3 | 3 | 3 | 5 | 2004 | NEG-Micon | NM82-1.65 | 14 | 2 | 230 | N/A
6985 | Garwin McNeilus | 56307 | Adams Wind Farm | MN | Mower | 1 | OP | Onshore Wind Turbine | WT | IPP Non-CHP | 2 | 14 | 14 | 14 | 9 | 2003 | NEG-Micon | NM72-1.5 | 14 | 2 | 230 | N/A
6985 | Garwin McNeilus | 56307 | Adams Wind Farm | MN | Mower | 2 | OP | Onshore Wind Turbine | WT | IPP Non-CHP | 2 | 10 | 10 | 10 | 7 | 2004 | NEG-Micon | NM82-1.65 | 14 | 2 | 230 | N/A
7095 | City of Geneseo - (IL) | 944 | Geneseo | IL | Henry | 10 | OP | Onshore Wind Turbine | WT | Electric Utility | 1 | 1.5 | 1.5 | 1.5 | 9 | 2009 | VENSYS | 77 | 18 | 1 | 200 | 2007-AGL-9522-OE
7095 | City of Geneseo - (IL) | 944 | Geneseo | IL | Henry | 11 | OP | Onshore Wind Turbine | WT | Electric Utility | 1 | 1.5 | 1.5 | 1.5 | 10 | 2009 | VENSYS | 77 | 18 | 1 | 200 | 2007-AGL9523-OE
7349 | Golden Spread Electric Cooperative, Inc | 57866 | Golden Spread Panhandle Wnd Rch | TX | Oldham | PWR | OP | Onshore Wind Turbine | WT | Electric Utility | 1 | 78.2 | 78.2 | 78.2 | 9 | 2011 | Siemens | SWT101.3 | 19.3 | 1 | 262 | 48-025923
7353 | Golden Valley Elec Assn Inc | 57935 | Eva Creek Wind | AK | Denali | EVW | OP | Onshore Wind Turbine | WT | Electric Utility | 1 | 24.6 | 24.6 | 24.6 | 1 | 2013 | REpower | MM92 | 16.5 | 3 | 262 | 02-020289
7531 | Gray County Wind Energy LLC | 55734 | Gray County Wind Energy | KS | Gray | V47 | OP | Onshore Wind Turbine | WT | IPP Non-CHP | 2 | 112 | 112 | 112 | 11 | 2001 | Vestas | Vestas V47 | 22.4 | 1 | 213.3 | 20-002134
7601 | Green Mountain Power Corp | 7381 | Searsburg Wind Turbine | VT | Bennington | 1 | OP | Onshore Wind Turbine | WT | Electric Utility | 1 | 6 | 5.2 | 5 | 6 | 1997 | Zond | Z40FS | 18 | 1 | 132 | na
7601 | Green Mountain Power Corp | 57979 | Kingdom Community Wind | VT | Orleans | KCW | OP | Onshore Wind Turbine | WT | Electric Utility | 1 | 65 | 65 | 65 | 11 | 2012 | Vestas | V112 | 17 | 2 | 275 | na
8294 | Hawkeye Power Partners LLC | 55816 | Hawkeye Power Partners LLC | IA | Cerro Gordo | 48M | OP | Onshore Wind Turbine | WT | IPP Non-CHP | 2 | 42 | 42 | 42 | 4 | 1999 | Micon | Micon 750 | 19 | 2 | 180 | 19-001614
8565 | FPLE High Winds, LLC | 56075 | High Winds LLC | CA | Solano | 1 | OP | Onshore Wind Turbine | WT | IPP Non-CHP | 2 | 145.8 | 145.8 | 145.8 | 7 | 2003 | Vestas | Vestas V-80 | 22.4 | 1 | 213.3 | 06-002763
8565 | FPLE High Winds, LLC | 56075 | High Winds LLC | CA | Solano | 2 | OP | Onshore Wind Turbine | WT | IPP Non-CHP | 2 | 16.2 | 16.2 | 16.2 | 12 | 2003 | Vestas | Vestas V-80 | 22.4 | 1 | 213.3 | 06-002763
8797 | Hull Municipal Light Plant | 56800 | Hull Wind II | MA | Plymouth | HW2 | OP | Onshore Wind Turbine | WT | Electric Utility | 1 | 1.8 | 1.8 | 1.8 | 5 | 2006 | Vestas | V80 | 12 | 1 | 220 | 397050-322993
9209 | Illinois Rural Electric Coop | 56376 | Pike County Wind Power | IL | PIKE | WTG1 | OP | Onshore Wind Turbine | WT | Electric Utility | 1 | 1.7 | 1.7 | 1.7 | 5 | 2005 | Vestas | NM82 | 13.7 | 2 | 235 | 17-003470
9397 | International Turbine Res Inc | 10005 | Dinosaur Point | CA | MERCED | WTGS | OP | Onshore Wind Turbine | WT | IPP Non-CHP | 2 | 17.4 | 17 | 16 | 5 | 1988 | Vestas | Mutlitple Models | 15.4 | 2 | 240 | MICON 900
9417 | Interstate Power and Light Co | 56355 | Whispering Willow Wind Farm - East | IA | Franklin | 1 | OP | Onshore Wind Turbine | WT | Electric Utility | 1 | 199.7 | 199.7 | 199.7 | 12 | 2009 | Vestas | V82 | 17 | 2 | 262 | 2008-WTE-4215-OE
9425 | Iowa Lakes Electric Coop | 57251 | Lakota Wind Wind Farm | IA | KOSSUTH | LAK1 | OP | Onshore Wind Turbine | WT | Electric Utility | 1 | 10.5 | 10.5 | 10.5 | 3 | 2009 | GE | 1.5sleESS | 22 | 3 | 262 | 19-021239
9425 | Iowa Lakes Electric Coop | 57252 | Iowa Lakes Superior Wind Farm | IA | DICKINSON | SUP1 | OP | Onshore Wind Turbine | WT | Electric Utility | 1 | 10.5 | 10.5 | 10.5 | 4 | 2009 | GE | 1.5sleESS | 22 | 3 | 262 | 19-020739
9442 | Town of Ipswich - (MA) | 57855 | Ipswich Wind Turbine | MA | Essex | 1 | OP | Onshore Wind Turbine | WT | Electric Utility | 1 | 1.6 | 1.6 | 1.6 | 5 | 2011 | GE | 1.6ES | 15.3 | 3 | 300
10000 | Kansas City Power & Light Co | 56351 | Spearville | KS | Ford | 1 | OP | Onshore Wind Turbine | WT | Electric Utility | 1 | 100.5 | 100.5 | 100.5 | 9 | 2006 | GE | 1.5sle 60 Hz CW | 19 | 2 | 265 | 20-002671
10000 | Kansas City Power & Light Co | 56351 | Spearville | KS | Ford | 2 | OP | Onshore Wind Turbine | WT | Electric Utility | 1 | 48 | 48 | 48 | 12 | 2010 | GE | 1.5sle 60 Hz CW | 19 | 2 | 265 | 20-020753
10046 | Kas Brothers Windfarm LLC | 55809 | Kas Brothers Windfarm | MN | Pipestone | G1 | OP | Onshore Wind Turbine | WT | IPP Non-CHP | 2 | 1.5 | 1.5 | 1.5 | 12 | 2001 | Micon | 750 | 16 | 2 | 180 | None
10127 | Kenetech Windpower Inc | 50712 | Altamont Pass Windplant | CA | Alameda | GEN1 | OP | Onshore Wind Turbine | WT | IPP Non-CHP | 2 | 332.5 | 332.5 | 332.5 | 1 | 1983 | Kenetech | KCS 56-100 | 20 | 2 | 60 | NA
10433 | Kodiak Electric Assn Inc | 57187 | Pillar Mountain Wind Project | AK | KODIAK ISLAND | 1 | OP | Onshore Wind Turbine | WT | Electric Utility | 1 | 4.5 | 4.5 | 4.5 | 6 | 2009 | GE | SLE | 22 | 1 | 253 | 02-020088
10433 | Kodiak Electric Assn Inc | 57187 | Pillar Mountain Wind Project | AK | KODIAK ISLAND | 2 | OP | Onshore Wind Turbine | WT | Electric Utility | 1 | 4.5 | 4.5 | 4.5 | 9 | 2012 | GE | SLE | 22 | 1 | 253 | 02-020297
10451 | Kotzebue Electric Assn Inc | 6304 | Kotzebue | AK | NORTHWEST ARCTIC | 10wt | OP | Onshore Wind Turbine | WT | Electric Utility | 1 | 0.1 | 0.1 | 0.1 | 7 | 1999 | AOC | 15-50 | 13 | 4 | 90
10451 | Kotzebue Electric Assn Inc | 6304 | Kotzebue | AK | NORTHWEST ARCTIC | 11wt | OP | Onshore Wind Turbine | WT | Electric Utility | 1 | 0.1 | 0.1 | 0.1 | 5 | 2005 | AOC | 15-50 | 13 | 4 | 90
10451 | Kotzebue Electric Assn Inc | 6304 | Kotzebue | AK | NORTHWEST ARCTIC | 12wt | OP | Onshore Wind Turbine | WT | Electric Utility | 1 | 0.1 | 0.1 | 0.1 | 5 | 2005 | AOC | 15-50 | 13 | 4 | 90
10451 | Kotzebue Electric Assn Inc | 6304 | Kotzebue | AK | NORTHWEST ARCTIC | 13WT | OP | Onshore Wind Turbine | WT | Electric Utility | 1 | 0.1 | 0.1 | 0.1 | 5 | 2006 | Vestas | V15 | 13 | 4 | 90
10451 | Kotzebue Electric Assn Inc | 6304 | Kotzebue | AK | NORTHWEST ARCTIC | 14wt | OP | Onshore Wind Turbine | WT | Electric Utility | 1 | 0.1 | 0.1 | 0.1 | 5 | 2002 | NorthernPower | NW100 | 13 | 4 | 90
10451 | Kotzebue Electric Assn Inc | 6304 | Kotzebue | AK | NORTHWEST ARCTIC | 15WT | OP | Onshore Wind Turbine | WT | Electric Utility | 1 | 0.1 | 0.1 | 0.1 | 5 | 2006 | AOC | 15 | 13 | 3 | 90
10451 | Kotzebue Electric Assn Inc | 6304 | Kotzebue | AK | NORTHWEST ARCTIC | 16WT | OP | Onshore Wind Turbine | WT | Electric Utility | 1 | 0.1 | 0.1 | 0.1 | 5 | 2006 | AOC | 15 | 13 | 4 | 90
10451 | Kotzebue Electric Assn Inc | 6304 | Kotzebue | AK | NORTHWEST ARCTIC | 17WT | OP | Onshore Wind Turbine | WT | Electric Utility | 1 | 0.1 | 0.1 | 0.1 | 5 | 2006 | AOC | 15 | 13 | 4 | 90
10451 | Kotzebue Electric Assn Inc | 6304 | Kotzebue | AK | NORTHWEST ARCTIC | 18WT | OP | Onshore Wind Turbine | WT | Electric Utility | 1 | 0.9 | 0.9 | 0.9 | 5 | 2012 | EWT | 900 | 13 | 4 | 250 | 02-020252
10451 | Kotzebue Electric Assn Inc | 6304 | Kotzebue | AK | NORTHWEST ARCTIC | 19WT | OP | Onshore Wind Turbine | WT | Electric Utility | 1 | 0.9 | 0.9 | 0.9 | 5 | 2012 | EWT | 900 | 13 | 4 | 250 | 02-020311
10451 | Kotzebue Electric Assn Inc | 6304 | Kotzebue | AK | NORTHWEST ARCTIC | 1WT | OP | Onshore Wind Turbine | WT | Electric Utility | 1 | 0.6 | 0.6 | 0.6 | 5 | 1999 | AOC | 15/50 | 13 | 4 | 90
10451 | Kotzebue Electric Assn Inc | 6304 | Kotzebue | AK | NORTHWEST ARCTIC | 2WT | OP | Onshore Wind Turbine | WT | Electric Utility | 1 | 0.1 | 0.1 | 0.1 | 5 | 1999 | AOC | 15/50 | 13 | 4 | 90
10451 | Kotzebue Electric Assn Inc | 6304 | Kotzebue | AK | NORTHWEST ARCTIC | 3WT | OP | Onshore Wind Turbine | WT | Electric Utility | 1 | 0.2 | 0.2 | 0.2 | 1 | 1997 | AOC | 15/50 | 13 | 3 | 90
10451 | Kotzebue Electric Assn Inc | 6304 | Kotzebue | AK | NORTHWEST ARCTIC | 4WT | OP | Onshore Wind Turbine | WT | Electric Utility | 1 | 0.5 | 0.5 | 0.5 | 1 | 1999 | AOC | 15/50 | 13 | 3 | 90
10451 | Kotzebue Electric Assn Inc | 6304 | Kotzebue | AK | NORTHWEST ARCTIC | 5WT | OP | Onshore Wind Turbine | WT | Electric Utility | 1 | 0.1 | 0.1 | 0.1 | 1 | 2002 | AOC | 15/50 | 13 | 3 | 90
10451 | Kotzebue Electric Assn Inc | 6304 | Kotzebue | AK | NORTHWEST ARCTIC | 6WT | OP | Onshore Wind Turbine | WT | Electric Utility | 1 | 0.1 | 0.1 | 0.1 | 1 | 2005 | AOC | 15/50 | 13 | 3 | 90
10451 | Kotzebue Electric Assn Inc | 6304 | Kotzebue | AK | NORTHWEST ARCTIC | 7WT | OP | Onshore Wind Turbine | WT | Electric Utility | 1 | 13 | 0.3 | 0.3 | 2 | 2006 | AOC | 15/50 | 13 | 3 | 90
10451 | Kotzebue Electric Assn Inc | 6304 | Kotzebue | AK | NORTHWEST ARCTIC | 8WT | OP | Onshore Wind Turbine | WT | Electric Utility | 1 | 0.1 | 0.1 | 0.1 | 7 | 1999 | AOC | 15/50 | 13 | 4 | 90
10451 | Kotzebue Electric Assn Inc | 6304 | Kotzebue | AK | NORTHWEST ARCTIC | 9wt | OP | Onshore Wind Turbine | WT | Electric Utility | 1 | 0.1 | 0.1 | 0.1 | 7 | 1999 | AOC | 15/50 | 13 | 4 | 90
10633 | City of Lamar - (CO) | 508 | Lamar Plant | CO | Prowers | T1-T3 | OP | Onshore Wind Turbine | WT | Electric Utility | 1 | 4.5 | 4 | 4 | 2 | 2004 | GE | Unknown | 19 | 2 | 262 | Unknown
10633 | City of Lamar - (CO) | 508 | Lamar Plant | CO | Prowers | T4 | OP | Onshore Wind Turbine | WT | Electric Utility | 1 | 1.5 | 1.5 | 1.5 | 2 | 2004 | GE | Unknown | 19 | 2 | 262 | Unknown
11018 | Lincoln Electric System | 7965 | Salt Valley Wind Plant | NE | LANCASTER | G1 | OP | Onshore Wind Turbine | WT | Electric Utility | 1 | 0.6 | 0.7 | 0.7 | 12 | 1998 | Vestas | V-47 | 17 | 3 | 213 | 31-000999
11018 | Lincoln Electric System | 7965 | Salt Valley Wind Plant | NE | LANCASTER | G2 | OP | Onshore Wind Turbine | WT | Electric Utility | 1 | 0.6 | 0.7 | 0.7 | 10 | 1999 | Vestas | V-47 | 17 | 3 | 213 | 31-001020
11208 | Los Angeles Department of Water & Power | 56433 | Pine Tree Wind Power Project | CA | Kern | 1 | OP | Onshore Wind Turbine | WT | Electric Utility | 1 | 135 | 135 | 135 | 6 | 2009 | GE | 1.5 SLE | 19 | 2 | 218 | 06-020239
11208 | Los Angeles Department of Water & Power | 57635 | Linden Wind Energy Project | WA | Klickitat | LW1 | OP | Onshore Wind Turbine | WT | Electric Utility | 1 | 50 | 50 | 50 | 6 | 2010 | Senvion | MM92 2.0 | 14 | 4 | 262 | 53-020776
11427 | Massachusetts Wtr RAuth-Deer I | 10823 | Deer Island Treatment Plant | MA | Suffolk | WT101 | OP | Onshore Wind Turbine | WT | Commercial CHP | 5 | 0.6 | 0.6 | 0.6 | 11 | 2009 | Vestas | PS600 | 20.4 | 2 | 195 | 2005-ANE-991-OE
11427 | Massachusetts Wtr RAuth-Deer I | 10823 | Deer Island Treatment Plant | MA | Suffolk | WT102 | OP | Onshore Wind Turbine | WT | Commercial CHP | 5 | 0.6 | 0.6 | 0.6 | 11 | 2009 | Vestas | PS600 | 20.4 | 2 | 195 | 2005-ANE-990-OE
11479 | Madison Gas & Electric Co | 7886 | Wind Turbine | WI | Kewaunee | 1 | OP | Onshore Wind Turbine | WT | Electric Utility | 1 | 11 | 0.8 | 0.8 | 6 | 1999 | Vestas | V47 | 18 | 2 | 213 | 55-001407
11479 | Madison Gas & Electric Co | 56386 | Top of Iowa Windfarm III | IA | Worth | TOI3 | OP | Onshore Wind Turbine | WT | Electric Utility | 1 | 29.7 | 3.4 | 3.4 | 2 | 2008 | Vestas | V82 | 19 | 2 | 262 | 19-021992
11556 | Brookfield Energy Marketing LP | 50535 | Mesa Wind Power Corp | CA | Riverside | WGNS | OP | Onshore Wind Turbine | WT | IPP Non-CHP | 2 | 29.9 | 29.9 | 29.9 | 11 | 1984 | Vestas | V-15 | 15.7 | 1 | 80 | Unknown
11556 | Brookfield Energy Marketing LP | 54298 | Coram Energy LLC (ECT) | CA | Kern | GEWE | OP | Onshore Wind Turbine | WT | IPP Non-CHP | 2 | 7.5 | 7.5 | 7.5 | 5 | 2005 | GE | 1.5 | 19.2 | 1 | 213 | na
11556 | Brookfield Energy Marketing LP | 54299 | Coram Energy LLC | CA | Kern | GEWE | OP | Onshore Wind Turbine | WT | IPP Non-CHP | 2 | 3 | 3 | 3 | 1 | 2005 | GE | 1.5 | 19.2 | 1 | 213 | na
11556 | Brookfield Energy Marketing LP | 54300 | CTV Power Purchase Contract Trust | CA | Kern | GEWE | OP | Onshore Wind Turbine | WT | IPP Non-CHP | 2 | 4.5 | 4.5 | 4.5 | 1 | 2004 | GE | 1.5 | 19.2 | 1 | 213 | na
11556 | Brookfield Energy Marketing LP | 54300 | CTV Power Purchase Contract Trust | CA | Kern | SX1S | OS | Onshore Wind Turbine | WT | IPP Non-CHP | 2 | 0.1 | 0.1 | 0.1 | 12 | 1985 | GE | SX1S | 0 | 1 | 213 | na
11556 | Brookfield Energy Marketing LP | 57774 | Windstar 1 | CA | Kern | WGNS | OP | Onshore Wind Turbine | WT | IPP Non-CHP | 2 | 120 | 120 | 120 | 2 | 2012 | Gamesa | G8XX | 28 | 1 | 220 | Unknown
11556 | Brookfield Energy Marketing LP | 57775 | Kingman 1 | AZ | Mohave | WGNS | OP | Onshore Wind Turbine | WT | IPP Non-CHP | 2 | 10 | 10 | 10 | 9 | 2011 | Gamesa | G8xx | 28 | 1 | 262 | 04-020300
11556 | Brookfield Energy Marketing LP | 57835 | Alta Wind VIII | CA | Kern | AW08 | OP | Onshore Wind Turbine | WT | IPP Non-CHP | 2 | 150 | 150 | 150 | 1 | 2012 | Vestas | V90 | 18 | 2 | 295 | na
11556 | Brookfield Energy Marketing LP | 57962 | Brookfield Tehachapi 1 | CA | Kern | BT1 | OP | Onshore Wind Turbine | WT | IPP Non-CHP | 2 | 102 | 102 | 102 | 3 | 2012 | Vestas | V90 | 18 | 1 | 278 | unknown
11664 | Mark Technologies Corp | 54650 | Swanmill Windfarm I | CA | Riverside | EXI2 | OP | Onshore Wind Turbine | WT | IPP Non-CHP | 2 | 9.1 | 9.1 | 9.1 | 12 | 1989 | Nordex | unknown | 22 | 1 | 213 | 7460-2
11664 | Mark Technologies Corp | 54650 | Swanmill Windfarm I | CA | Riverside | EXIS | OP | Onshore Wind Turbine | WT | IPP Non-CHP | 2 | 9.6 | 9.6 | 9.6 | 12 | 1988 |  |  | 22 | 1 | 213
11806 | Massachusetts Mun Wholes Electric Co | 57721 | Berkshire Wind Power Project | MA | Berkshire | BWP | OP | Onshore Wind Turbine | WT | Electric Utility | 1 | 15 | 15 | 15 | 5 | 2011 | GE | 1.5SLE | 16 | 2 | 292 | 25-020041
12199 | Montana-Dakota Utilities Co | 56782 | Diamond Willow Wind Facility | MT | FALLON | DIAW | OP | Onshore Wind Turbine | WT | Electric Utility | 1 | 30 | 30 | 30 | 12 | 2007 | GE | 1.5SLE | 12 | 2 | 262.5 | 30-020004
12199 | Montana-Dakota Utilities Co | 57171 | Cedar Hills Wind Farm | ND | Bowman | 1 | OP | Onshore Wind Turbine | WT | Electric Utility | 1 | 19.5 | 19.5 | 19.5 | 6 | 2010 | GE | 1.5SLE | 12 | 2 | 262.5 | 38-020688
12341 | MidAmerican Energy Co | 56251 | Intrepid | IA | Buena Vista | INWF | OP | Onshore Wind Turbine | WT | Electric Utility | 1 | 175.5 | 175.5 | 175.5 | 12 | 2004 | GE | GE 1.5 S | 16.8 | 3 | 213 | 19-002805
12341 | MidAmerican Energy Co | 56252 | Century | IA | Hamilton | CWF | OP | Onshore Wind Turbine | WT | Electric Utility | 1 | 185 | 185 | 185 | 9 | 2005 | GE | GE 1.5 S | 16.8 | 3 | 213 | 19-002867
12341 | MidAmerican Energy Co | 56252 | Century | IA | Hamilton | CWF2 | OP | Onshore Wind Turbine | WT | Electric Utility | 1 | 15 | 15 | 15 | 12 | 2007 | Mitsubishi | Mitsubishi 1000A | 16.8 | 3 | 226 | 19-003098
12341 | MidAmerican Energy Co | 56379 | Victory Wind Farm | IA | Carroll | VWF | OP | Onshore Wind Turbine | WT | Electric Utility | 1 | 99 | 99 | 99 | 12 | 2006 | GE | GE 1.5 SLE | 16.8 | 3 | 263 | 19-003026
12341 | MidAmerican Energy Co | 56501 | Pomeroy Wind Farm | IA | Pocahontas | PWF | OP | Onshore Wind Turbine | WT | Electric Utility | 1 | 123 | 123 | 123 | 12 | 2007 | GE | GE 1.5 SLE | 16.8 | 3 | 263 | 19-003145
12341 | MidAmerican Energy Co | 56501 | Pomeroy Wind Farm | IA | Pocahontas | PWF2 | OP | Onshore Wind Turbine | WT | Electric Utility | 1 | 75 | 75 | 75 | 12 | 2007 | GE | GE 1.5 SLE | 16.8 | 3 | 263 | 19-020294
12341 | MidAmerican Energy Co | 56501 | Pomeroy Wind Farm | IA | Pocahontas | PWF3 | OP | Onshore Wind Turbine | WT | Electric Utility | 1 | 58.5 | 58.5 | 58.5 | 12 | 2008 | GE | GE 1.5 SLE | 16.8 | 3 | 263 | 19-020629
12341 | MidAmerican Energy Co | 56501 | Pomeroy Wind Farm | IA | Pocahontas | PWF4 | OP | Onshore Wind Turbine | WT | Electric Utility | 1 | 29.9 | 29.9 | 29.9 | 8 | 2011 | Siemens | SWT-2.3-101 | 16.8 | 3 | 263 | 19-021997
12341 | MidAmerican Energy Co | 56677 | Charles City Wind Farm | IA | Floyd | CCWF | OP | Onshore Wind Turbine | WT | Electric Utility | 1 | 75 | 75 | 75 | 4 | 2008 | GE | GE 1.5 SLE | 16.8 | 3 | 263 | 19-021080
12341 | MidAmerican Energy Co | 56809 | Carroll Wind Farm | IA | Carroll | CWF | OP | Onshore Wind Turbine | WT | Electric Utility | 1 | 150 | 150 | 150 | 12 | 2008 | GE | GE 1.5 SLE | 16.8 | 3 | 263 | 19-021217
12341 | MidAmerican Energy Co | 56810 | Adair Wind Farm | IA | Adair | AWF | OP | Onshore Wind Turbine | WT | Electric Utility | 1 | 174.8 | 174.8 | 174.8 | 12 | 2008 | Siemens | SWT-2.3-93 | 16.8 | 3 | 263 | 19-020245
12341 | MidAmerican Energy Co | 56811 | Walnut Wind Farm | IA | Pottawattamie | WWF | OP | Onshore Wind Turbine | WT | Electric Utility | 1 | 153 | 153 | 153 | 12 | 2008 | GE | GE 1.5SLE | 16.8 | 3 | 263 | 19-020855
12341 | MidAmerican Energy Co | 57500 | Laurel Wind Farm | IA | Marshall | LWF | OP | Onshore Wind Turbine | WT | Electric Utility | 1 | 119.6 | 119.6 | 119.6 | 12 | 2011 | Siemens | SWT-2.3-101 | 16.8 | 3 | 263 | 19-022325
12341 | MidAmerican Energy Co | 57501 | Rolling Hills Wind Farm | IA | Cass | RHWF | OP | Onshore Wind Turbine | WT | Electric Utility | 1 | 443.9 | 443.9 | 443.9 | 12 | 2011 | Siemens | SWT-2.3-101 | 16.8 | 3 | 263 | 19-022303
12341 | MidAmerican Energy Co | 57873 | Eclipse Wind Farm | IA | Guthrie | EWF | OP | Onshore Wind Turbine | WT | Electric Utility | 1 | 200 | 200 | 200 | 9 | 2012 | Siemens | SWT-2.3-108 | 16.8 | 3 | 263 | 19-022169
12341 | MidAmerican Energy Co | 57874 | Vienna Wind Farm | IA | Marshall | VIIWF | OP | Onshore Wind Turbine | WT | Electric Utility | 1 | 44.6 | 44.6 | 44.6 | 12 | 2013 | Siemens | SWT-2.3-108 | 16.8 | 3 | 263 | 19-022697
12341 | MidAmerican Energy Co | 57874 | Vienna Wind Farm | IA | Marshall | VIWF | OP | Onshore Wind Turbine | WT | Electric Utility | 1 | 105.6 | 105.6 | 105.6 | 11 | 2012 | Siemens | SWT-2.3-108 | 16.8 | 3 | 263 | 19-022708
12341 | MidAmerican Energy Co | 57875 | Morning Light Wind Farm | IA | Adair | MLWF | OP | Onshore Wind Turbine | WT | Electric Utility | 1 | 101.2 | 101.2 | 101.2 | 10 | 2012 | Siemens | SWT-2.3-108 | 16.8 | 3 | 263 | 19-022606
12341 | MidAmerican Energy Co | 58884 | Lundgren Wind Project | IA | Webster | LGWF | OP | Onshore Wind Turbine | WT | Electric Utility | 1 | 251 | 251 | 251 | 8 | 2014 | Siemens | swt-2.23-108 | 16.8 | 3 | 263 | 19-027317
12341 | MidAmerican Energy Co | 58885 | Macksburg Wind Project | IA | Madison | MBWF | OP | Onshore Wind Turbine | WT | Electric Utility | 1 | 119.6 | 119.6 | 119.6 | 12 | 2014 | Siemens | swt-2.3-108 | 16.8 | 3 | 263 | 2013-wte-4789-oe
12341 | MidAmerican Energy Co | 58886 | Wellsburg Wind Project | IA | Grundy | WBWF | OP | Onshore Wind Turbine | WT | Electric Utility | 1 | 140.8 | 140.8 | 140.8 | 12 | 2014 | Siemens | swt-2.3-108 | 16.8 | 3 | 263 | 2013-wte-8086-oe
12562 | FPL Energy FPL E Mill Run WIndpower LLC | 55805 | Mill Run Windpower | PA | Somerset | G1 | OP | Onshore Wind Turbine | WT | IPP Non-CHP | 2 | 15 | 15 | 15 | 12 | 2001 | GE | GE 1.5A | 19 | 2 | 213.3 | 42-025570
12582 | Minwind Energy LLC | 56002 | Minwind | MN | Rock | 1 | OP | Onshore Wind Turbine | WT | IPP Non-CHP | 2 | 3.8 | 3.8 | 3.8 | 10 | 2002 | Vestas | NM54 | 15.6 | 2 | 210 | 02-AGL-260-OE
12582 | Minwind Energy LLC | 56123 | Minwind 3-9 | MN | Rock | 1 | OP | Onshore Wind Turbine | WT | IPP Non-CHP | 2 | 11.5 | 11.6 | 11.6 | 12 | 2004 | Vestas | V82 | 15.6 | 2 | 210 | 2006-AGL-4279-03
12647 | ALLETE, Inc. | 56630 | Taconite Ridge 1 Wind Energy Center | MN | St Louis | 1 | OP | Onshore Wind Turbine | WT | Electric Utility | 1 | 25 | 25 | 25 | 5 | 2008 | Clipper | Liberty 2.5 | 20 | 2 | 262.5 | 27-020518
12647 | ALLETE, Inc. | 57038 | Bison I Wind Energy Center | ND | Morton | PHS1 | OP | Onshore Wind Turbine | WT | Electric Utility | 1 | 36.8 | 36.8 | 36.8 | 12 | 2010 | Siemens | SWT 2.3-101 | 19.9 | 2 | 261 | 38-020959
12647 | ALLETE, Inc. | 57038 | Bison I Wind Energy Center | ND | Morton | PHS2 | OP | Onshore Wind Turbine | WT | Electric Utility | 1 | 42.7 | 45 | 45 | 1 | 2012 | Siemens | SWT 3.0-101 | 19.9 | 2 | 261 | 38-020952
12647 | ALLETE, Inc. | 57800 | Bison 2 Wind Energy Center | ND | Morton | BISO2 | OP | Onshore Wind Turbine | WT | Electric Utility | 1 | 105 | 105 | 105 | 12 | 2012 | Siemens | SWT-3.0-101 | 19.9 | 2 | 261 | 38-021073
12647 | ALLETE, Inc. | 57801 | Bison 3 Wind Energy Center | ND | Morton | BISO3 | OP | Onshore Wind Turbine | WT | Electric Utility | 1 | 105 | 105 | 105 | 12 | 2012 | Siemens | SWT-3.0-101 | 19.9 | 2 | 260 | 38-021086
12667 | Minnesota Municipal Power Agny | 57432 | Oak Glen Wind Farm | MN | Steele | 1 | OP | Onshore Wind Turbine | WT | Electric Utility | 1 | 44 | 44 | 44 | 11 | 2011 | Vestas | V90 | 19 | 2 | 262 | 27-020987
12894 | City of Moorhead - (MN) | 7855 | Moorhead Wind Turbine | MN | Clay | 8 | OP | Onshore Wind Turbine | WT | Electric Utility | 1 | 0.7 | 0.7 | 0.7 | 5 | 1999 | NEG-Micon | NM48 | 19 | 2 | 180 | 27-023516
12894 | City of Moorhead - (MN) | 7855 | Moorhead Wind Turbine | MN | Clay | 9 | OP | Onshore Wind Turbine | WT | Electric Utility | 1 | 0.7 | 0.7 | 0.7 | 9 | 2001 | NEG-Micon | NM48 | 19 | 2 | 180 | 27-023517
13048 | City of Mountain Lake - (MN) | 1998 | Mountain Lake | MN | Cottonwood | 8 | OP | Onshore Wind Turbine | WT | Electric Utility | 1 | 1.2 | 1.2 | 1.2 | 7 | 2007 | Suzlon | S64 | 15 | 3 | 246 | 27-002892
13337 | Nebraska Public Power District | 56162 | Ainsworth Wind | NE | Brown | 1 | OP | Onshore Wind Turbine | WT | Electric Utility | 1 | 59.4 | 59.4 | 59.4 | 10 | 2005 | Vestas | V82 | 14.5 | 4 | 229.7 | 31-001315
13468 | New London Municipal Utilities | 58414 | NLMU Wind | IA | Henry | NLMU | OP | Onshore Wind Turbine | WT | Electric Utility | 1 | 1.5 | 1.5 | 1.5 | 11 | 2011 | VENSYS | 82 | 15 | 2 | 279
13642 | Nome Joint Utility Systems | 90 | Snake River | AK | Nome | EWT 1 | OP | Onshore Wind Turbine | WT | Electric Utility | 1 | 0.9 | 0.9 | 0.9 | 7 | 2013 | EWT | DW54 | 9.8 | 2 | 164 | 02-020068
13642 | Nome Joint Utility Systems | 90 | Snake River | AK | Nome | EWT 2 | OP | Onshore Wind Turbine | WT | Electric Utility | 1 | 0.9 | 0.9 | 0.9 | 7 | 2013 | EWT | DW54 | 9.8 | 2 | 164 | 02-020069
13781 | Northern States Power Co - Minnesota | 56994 | Grand Meadow | MN | Mower | WND67 | OP | Onshore Wind Turbine | WT | Electric Utility | 1 | 100.5 | 14.8 | 14.8 | 12 | 2008 | GE | 1.5 SLE | 18 | 2 | 262.4 | 27-020220
13781 | Northern States Power Co - Minnesota | 57047 | Nobles Wind Project | MN | NOBLES | 1 | OP | Onshore Wind Turbine | WT | Electric Utility | 1 | 201 | 29.5 | 29.5 | 12 | 2010 | GE | 1.5 SLE | 19 | 2 | 262 | 27-021344
13808 | Northern Iowa Windpower LLC | 55804 | Top of Iowa Windfarm | IA | Worth | NM | OP | Onshore Wind Turbine | WT | IPP Non-CHP | 2 | 80 | 80 | 80 | 10 | 2001 | NEG-Micon | NM52 | 19 | 2 | 236 | 19-001899
13866 | NWP Indian Mesa Wind Farm LP | 55747 | NWP Indian Mesa Wind Farm | TX | Pecos | NWP2 | OP | Onshore Wind Turbine | WT | IPP Non-CHP | 2 | 82.5 | 82.5 | 82.5 | 5 | 2001 | Vestas | Vestas V-47 | 22.4 | 1 | 164 | 48-006219
13902 | NorthWestern Energy | 58218 | Spion Kop Wind Farm | MT | Judith Basin | SKW25 | OP | Onshore Wind Turbine | WT | Electric Utility | 1 | 40 | 40 | 40 | 12 | 2012 | GE | 1.6MW 82.5 | 19 | 2 | 262 | 2011-WTW-13373-OE
13938 | Oak Creek Energy System Inc II | 50754 | Oak Creek Energy Systems I | CA | Kern | GEN1 | OP | Onshore Wind Turbine | WT | IPP Non-CHP | 2 | 3.5 | 3.5 | 3.5 | 6 | 1982 | Nordtank | NTK75 | 22.4 | 1 | 85 | 0
13938 | Oak Creek Energy System Inc II | 50754 | Oak Creek Energy Systems I | CA | Kern | GEN2 | OP | Onshore Wind Turbine | WT | IPP Non-CHP | 2 | 4.2 | 4.2 | 4.2 | 12 | 1993 | Micon | M750 | 22.4 | 1 | 180 | 0
13938 | Oak Creek Energy System Inc II | 50754 | Oak Creek Energy Systems I | CA | Kern | GEN3 | OP | Onshore Wind Turbine | WT | IPP Non-CHP | 2 | 23.1 | 23.1 | 23.1 | 6 | 1999 | Micon | M750 | 22.4 | 1 | 180 | 0
13938 | Oak Creek Energy System Inc II | 50754 | Oak Creek Energy Systems I | CA | Kern | GEN4 | OP | Onshore Wind Turbine | WT | IPP Non-CHP | 2 | 3.7 | 3.7 | 3.7 | 6 | 1999 | Micon | M750 | 22.4 | 1 | 180 | 0
14063 | Oklahoma Gas & Electric Co | 56380 | Centennial Wind Farm | OK | Harper | WT1 | OP | Onshore Wind Turbine | WT | Electric Utility | 1 | 120 | 120 | 120 | 12 | 2006 | GE | GE1.5-SLE | 25 | 2 | 264 | 40-003271
14063 | Oklahoma Gas & Electric Co | 57286 | OU Spirit Wind Farm | OK | Woodward | WT1 | OP | Onshore Wind Turbine | WT | Electric Utility | 1 | 101.2 | 101.2 | 101.2 | 12 | 2009 | Siemens | SWT-2.3-93 | 17.8 | 2 | 264 | 40-020388
14063 | Oklahoma Gas & Electric Co | 57332 | Crossroads Wind Farm | OK | Dewey | 1-98 | OP | Onshore Wind Turbine | WT | Electric Utility | 1 | 227 | 227 | 227 | 1 | 2012 | Siemens | SWT-2.3-101 | 17.8 | 2 | 264 | 40-021116
14201 | City of Osage - (IA) | 1172 | Osage (IA) | IA | MITCHELL | W1 | OP | Onshore Wind Turbine | WT | Electric Utility | 1 | 1.6 | 0.5 | 0.5 | 12 | 2009 | GE | 1.5 MW SLE | 17.8 | 2 | 260 | 19-001142
14232 | Otter Tail Power Co | 57031 | Luverne Wind Farm | ND | Steele | 1 | OP | Onshore Wind Turbine | WT | Electric Utility | 1 | 49.5 | 4 | 4 | 9 | 2009 | GE | XLE | 16 | 1 | 260 | 38-001125
14232 | Otter Tail Power Co | 57032 | Ashtabula Wind Energy Center | ND | Barnes | 1 | OP | Onshore Wind Turbine | WT | Electric Utility | 1 | 48 | 48 | 48 | 10 | 2008 | GE | SLE | 16 | 1 | 260 | 38-020314
14232 | Otter Tail Power Co | 57033 | Langdon Wind Energy Center | ND | Cavalier | 1 | OP | Onshore Wind Turbine | WT | Electric Utility | 1 | 40.5 | 40.5 | 40.5 | 12 | 2007 | GE | SLE | 16 | 1 | 260 | 38-020189
14354 | PacifiCorp | 56360 | Leaning Juniper | OR | Gilliam | 1 | OP | Onshore Wind Turbine | WT | Electric Utility | 1 | 100.5 | 100.5 | 100.5 | 10 | 2006 | GE | 1.5 MW SLE Bachmann | 19 | 2 | 262 | 41-001033
14354 | PacifiCorp | 56466 | Marengo Wind Plant | WA | Columbia | 1 | OP | Onshore Wind Turbine | WT | Electric Utility | 1 | 140.4 | 140.4 | 140.4 | 8 | 2007 | Vestas | 1.8 MW V-80 MkIII | 25.3 | 1 | 213 | 53-001454
14354 | PacifiCorp | 56466 | Marengo Wind Plant | WA | Columbia | 2 | OP | Onshore Wind Turbine | WT | Electric Utility | 1 | 70.2 | 70.2 | 70.2 | 1 | 2008 | Vestas | 1.8 MW V-80 MkIII | 25.3 | 1 | 213 | 53-020165
14354 | PacifiCorp | 56666 | Goodnoe Hills | WA | Klickitat | 1 | OP | Onshore Wind Turbine | WT | Electric Utility | 1 | 97.8 | 94 | 94 | 6 | 2008 | REpower | 2MW MM92 | 19 | 2 | 262 | 53-020140
14354 | PacifiCorp | 56841 | Glenrock | WY | Converse | 1 | OP | Onshore Wind Turbine | WT | Electric Utility | 1 | 103.3 | 99 | 99 | 12 | 2008 | GE | 1.5 MW SLE ESS | 19 | 2 | 262 | 56-020277
14354 | PacifiCorp | 56841 | Glenrock | WY | Converse | 2 | OP | Onshore Wind Turbine | WT | Electric Utility | 1 | 40.7 | 39 | 39 | 1 | 2009 | GE | 1.5 MW SLE ESS | 19 | 2 | 262 | 56-020312
14354 | PacifiCorp | 56842 | Rolling Hills | WY | Converse | 1 | OP | Onshore Wind Turbine | WT | Electric Utility | 1 | 103.3 | 99 | 99 | 1 | 2009 | GE | 1.5 MW SLE ESS | 19 | 2 | 262 | 56-020341
14354 | PacifiCorp | 56843 | Seven Mile Hill | WY | Carbon | 1 | OP | Onshore Wind Turbine | WT | Electric Utility | 1 | 103.3 | 99 | 99 | 12 | 2008 | GE | 1.5 MW SLE ESS | 19 | 2 | 262 | 56-020755
14354 | PacifiCorp | 56843 | Seven Mile Hill | WY | Carbon | 2 | OP | Onshore Wind Turbine | WT | Electric Utility | 1 | 20.3 | 19.5 | 19.5 | 12 | 2008 | GE | 1.5 MW SLE ESS | 19 | 2 | 262 | 56-023505
14354 | PacifiCorp | 57039 | McFadden Ridge | WY | Albany | 1 | OP | Onshore Wind Turbine | WT | Electric Utility | 1 | 29.7 | 28.5 | 28.5 | 10 | 2009 | GE | 1.5 MW SLE ESS | 19 | 2 | 262 | 56-020195
14354 | PacifiCorp | 57040 | High Plains | WY | Albany | 1 | OP | Onshore Wind Turbine | WT | Electric Utility | 1 | 103.3 | 99 | 99 | 9 | 2009 | GE | 1.5 MW SLE ESS | 19 | 2 | 262 | 56-020177
14354 | PacifiCorp | 57299 | Dunlap | WY | Carbon | 1 | OP | Onshore Wind Turbine | WT | Electric Utility | 1 | 115.8 | 111 | 111 | 10 | 2010 | GE | 1.5 MW SLE ESS | 19 | 2 | 262 | 56-020469
14628 | Pecos Wind I LP | 55796 | Woodward Mountain I | TX | Pecos | 01 | OP | Onshore Wind Turbine | WT | IPP Non-CHP | 2 | 82 | 82 | 82 | 7 | 2001 | Vestas | Vestas V-47 | 22.4 | 1 | 164 | 48-006219
14629 | Pecos Wind II LP | 55795 | Woodward Mountain II | TX | Pecos | 01 | OP | Onshore Wind Turbine | WT | IPP Non-CHP | 2 | 78 | 78 | 78 | 7 | 2001 | Vestas | Vestas V-47 | 22.4 | 1 | 164 | 48-006219
15222 | Ponnequin Acquisitions, LLC | 55203 | Ponnequin Phase 1 | CO | Weld | EXIS | OP | Onshore Wind Turbine | WT | IPP Non-CHP | 2 | 5.2 | 5.2 | 5.2 | 3 | 1998 | Micon | 750 | 16.5 | 2 | 160 | 97-ANM-0659-OE
15248 | Portland General Electric Co | 56485 | Biglow Canyon Wind Farm | OR | Sherman | 1 | OP | Onshore Wind Turbine | WT | Electric Utility | 1 | 125.4 | 125.4 | 125.4 | 12 | 2007 | Vestas | V82-1.65 | 19 | 2 | 260 | 41-001456
15248 | Portland General Electric Co | 56485 | Biglow Canyon Wind Farm | OR | Sherman | 2 | OP | Onshore Wind Turbine | WT | Electric Utility | 1 | 149.5 | 163.3 | 163.3 | 9 | 2009 | Siemens | SWT2.3-93 | 19 | 2 | 260 | 41-020406
15248 | Portland General Electric Co | 56485 | Biglow Canyon Wind Farm | OR | Sherman | 3 | OP | Onshore Wind Turbine | WT | Electric Utility | 1 | 174.8 | 161 | 161 | 8 | 2010 | Siemens | SWT2.3-93 | 19 | 2 | 260 | 41-020782
15248 | Portland General Electric Co | 58571 | Tucannon River Wind Farm | WA | Columbia | 1 | OP | Onshore Wind Turbine | WT | Electric Utility | 1 | 266.8 | 266.8 | 266.8 | 12 | 2014 | Siemens | Seimens SWT-2.3_108 | 22.3 | 2 | 262 | 2014-WTW-7555-OE
15371 | Town of Princeton - (MA) | 7501 | Princeton Wind Farm | MA | Worcester | 2 | OP | Onshore Wind Turbine | WT | Electric Utility | 1 | 3 | 3 | 3 | 1 | 2010 | Fuhrlander | 1500/77 | 16 | 2 | 230 | 25-022350
15399 | Iberdrola Renewables Inc | 55871 | Klondike Wind Power | OR | Sherman | Ph 1 | OP | Onshore Wind Turbine | WT | IPP Non-CHP | 2 | 24.5 | 24 | 24 | 1 | 2002 | GE | GE | 14.5 | 4 | 262
15399 | Iberdrola Renewables Inc | 56112 | Mountain View III | CA | Riverside | V47 | OP | Onshore Wind Turbine | WT | IPP Non-CHP | 2 | 22.4 | 22.4 | 22.4 | 12 | 2003 | Vestas | Vestas | 19.2 | 2 | 164
15399 | Iberdrola Renewables Inc | 56172 | Flying Cloud Power Partners LLC | IA | Dickinson | FC | OP | Onshore Wind Turbine | WT | IPP Non-CHP | 2 | 43.5 | 43.5 | 43.5 | 12 | 2003 | GE | GE | 16 | 4 | 262
15399 | Iberdrola Renewables Inc | 56173 | Colorado Green Holdings LLC | CO | Prowers | CG | OP | Onshore Wind Turbine | WT | IPP Non-CHP | 2 | 162 | 162 | 162 | 12 | 2003 | GE | GE | 16.2 | 4 | 262
15399 | Iberdrola Renewables Inc | 56174 | Moraine Wind LLC | MN | Pipestone | MOR | OP | Onshore Wind Turbine | WT | IPP Non-CHP | 2 | 51 | 51 | 51 | 12 | 2003 | GE | GE | 15.5 | 4 | 262
15399 | Iberdrola Renewables Inc | 56296 | Trimont Area Wind Farm | MN | Martin | 1 | OP | Onshore Wind Turbine | WT | IPP Non-CHP | 2 | 100.5 | 100.5 | 100.5 | 11 | 2005 | GE | GE | 15 | 4 | 262
15399 | Iberdrola Renewables Inc | 56303 | Elk River Wind | KS | Butler | 1 | OP | Onshore Wind Turbine | WT | IPP Non-CHP | 2 | 150 | 150 | 150 | 12 | 2005 | GE | GE | 18 | 4 | 262
15399 | Iberdrola Renewables Inc | 56359 | Klondike Windpower II | OR | Sherman | PH2 | OP | Onshore Wind Turbine | WT | IPP Non-CHP | 2 | 75 | 75 | 75 | 7 | 2005 | GE | GE | 14.5 | 4 | 262
15399 | Iberdrola Renewables Inc | 56361 | Big Horn Wind Project | WA | Klickitat | 1 | OP | Onshore Wind Turbine | WT | IPP Non-CHP | 2 | 199 | 199 | 199 | 10 | 2006 | GE | GE | 17 | 4 | 262
15399 | Iberdrola Renewables Inc | 56362 | Shiloh I Wind Project | CA | Solano | 1 | OP | Onshore Wind Turbine | WT | IPP Non-CHP | 2 | 150 | 150 | 150 | 5 | 2006 | GE | GE | 15.3 | 4 | 262
15399 | Iberdrola Renewables Inc | 56369 | Casselman Wind Power Project | PA | Somerset | 1 | OP | Onshore Wind Turbine | WT | IPP Non-CHP | 2 | 34.5 | 34.5 | 34.5 | 12 | 2007 | GE | GE | 15.1 | 4 | 262
15399 | Iberdrola Renewables Inc | 56383 | Northern Iowa Windpower II | IA | Worth | TOI2 | OP | Onshore Wind Turbine | WT | IPP Non-CHP | 2 | 80 | 80 | 80 | 1 | 2008 | Gamesa | Gamesa | 18 | 4 | 255
15399 | Iberdrola Renewables Inc | 56399 | Lempster Wind LLC | NH | Sullivan | 1 | OP | Onshore Wind Turbine | WT | IPP Non-CHP | 2 | 24 | 24 | 24 | 12 | 2008 | Gamesa | Gamesa | 18 | 4 | 255
15399 | Iberdrola Renewables Inc | 56459 | MinnDakota Wind LLC | MN | Brookings | 2 | OP | Onshore Wind Turbine | WT | IPP Non-CHP | 2 | 150 | 150 | 150 | 1 | 2008 | GE | GE | 16.1 | 4 | 262
15399 | Iberdrola Renewables Inc | 56460 | Twin Buttes Wind Project | CO | Bent | WT1 | OP | Onshore Wind Turbine | WT | IPP Non-CHP | 2 | 75 | 75 | 75 | 7 | 2007 | GE | GE | 17.4 | 3 | 255
15399 | Iberdrola Renewables Inc | 56468 | Klondike Windpower III | OR | Sherman | 1 | OP | Onshore Wind Turbine | WT | IPP Non-CHP | 2 | 221 | 221 | 221 | 11 | 2007 | Siemens | Siemans 93 | 16.5 | 4 | 262
15399 | Iberdrola Renewables Inc | 56468 | Klondike Windpower III | OR | Sherman | 2 | OP | Onshore Wind Turbine | WT | IPP Non-CHP | 2 | 76.5 | 76.5 | 76.5 | 7 | 2008 | Siemens | Siemans 93 | 16.5 | 4 | 262
15399 | Iberdrola Renewables Inc | 56470 | Locust Ridge | PA | Schuylkill | LRWF | OP | Onshore Wind Turbine | WT | IPP Non-CHP | 2 | 26 | 26 | 26 | 3 | 2007 | Gamesa | Gamesa | 15.3 | 4 | 255
15399 | Iberdrola Renewables Inc | 56622 | Providence Heights Wind LLC | IL | Bureau | 1 | OP | Onshore Wind Turbine | WT | IPP Non-CHP | 2 | 72 | 72 | 72 | 8 | 2008 | Gamesa | Gamesa | 17 | 4 | 255
15399 | Iberdrola Renewables Inc | 56764 | Winnebago Wind Power Project | IA | Winnebago | 1 | OP | Onshore Wind Turbine | WT | IPP Non-CHP | 2 | 20 | 20 | 20 | 9 | 2008 | Gamesa | Gamesa | 17.1 | 3 | 262
15399 | Iberdrola Renewables Inc | 56765 | Barton Windpower LLC | IA | Worth | 1 | OP | Onshore Wind Turbine | WT | IPP Non-CHP | 2 | 28 | 28 | 28 | 6 | 2009 | Gamesa | Gamesa | 16.3 | 4 | 255
15399 | Iberdrola Renewables Inc | 56765 | Barton Windpower LLC | IA | Worth | 2 | OP | Onshore Wind Turbine | WT | IPP Non-CHP | 2 | 132 | 132 | 132 | 6 | 2009 | Gamesa | Gamesa | 16.3 | 4 | 255
15399 | Iberdrola Renewables Inc | 56767 | Farmers City Wind LLC | MO | Atchison | 1 | OP | Onshore Wind Turbine | WT | IPP Non-CHP | 2 | 146 | 146 | 146 | 4 | 2009 | Gamesa | Gamesa | 18.6 | 3 | 255
15399 | Iberdrola Renewables Inc | 56770 | Locust Ridge II LLC | PA | Schuylkill | 1 | OP | Onshore Wind Turbine | WT | IPP Non-CHP | 2 | 102 | 102 | 102 | 5 | 2009 | Gamesa | Gamesa | 16.3 | 4 | 255
15399 | Iberdrola Renewables Inc | 56789 | Pebble Springs Wind LLC | OR | Gilliam | 1 | OP | Onshore Wind Turbine | WT | IPP Non-CHP | 2 | 98.7 | 98.7 | 98.7 | 1 | 2009 | Suzlon | Suzlon | 14.3 | 4 | 259
15399 | Iberdrola Renewables Inc | 56790 | Hay Canyon Wind Power LLC | OR | Sherman | 1 | OP | Onshore Wind Turbine | WT | IPP Non-CHP | 2 | 108 | 108 | 108 | 2 | 2009 | Suzlon | Suzlon | 16 | 4 | 259
15399 | Iberdrola Renewables Inc | 56791 | Dillon Wind LLC | CA | Riverside | 1 | OP | Onshore Wind Turbine | WT | IPP Non-CHP | 2 | 45 | 45 | 45 | 4 | 2008 | Mitsubishi | Mitsubishi | 17 | 4 | 226
15399 | Iberdrola Renewables Inc | 56792 | Buffalo Ridge I LLC | SD | Brookings | 1 | OP | Onshore Wind Turbine | WT | IPP Non-CHP | 2 | 50.4 | 50.4 | 50.4 | 4 | 2009 | Suzlon | Suzlon | 17.9 | 3 | 262
15399 | Iberdrola Renewables Inc | 56793 | Elm Creek Wind LLC | MN | Jackson | 1 | OP | Onshore Wind Turbine | WT | IPP Non-CHP | 2 | 99 | 99 | 99 | 12 | 2008 | GE | GE | 15.5 | 4 | 262
15399 | Iberdrola Renewables Inc | 56794 | Moraine II Wind LLC | MN | Pipestone | 1 | OP | Onshore Wind Turbine | WT | IPP Non-CHP | 2 | 49.5 | 49.5 | 49.5 | 2 | 2009 | GE | GE | 16.1 | 4 | 269
15399 | Iberdrola Renewables Inc | 56795 | Penascal Wind Power LLC | TX | Kenedy | 1 | OP | Onshore Wind Turbine | WT | IPP Non-CHP | 2 | 201.6 | 201.6 | 201.6 | 4 | 2009 | Mitsubishi | Mitsubishi | 17.3 | 3 | 269
15399 | Iberdrola Renewables Inc | 56796 | South Chestnut LLC | PA | Fayette | 1 | OP | Onshore Wind Turbine | WT | IPP Non-CHP | 2 | 50.4 | 50.4 | 50.4 | 4 | 2012 | Gamesa | Gamesa | 15.8 | 4 | 255
15399 | Iberdrola Renewables Inc | 57094 | Streator Cayuga Ridge South | IL | Livingston | 1 | OP | Onshore Wind Turbine | WT | IPP Non-CHP | 2 | 300 | 300 | 300 | 3 | 2010 | Gamesa | Gamesa | 15.5 | 4 | 255
15399 | Iberdrola Renewables Inc | 57095 | Penascal II Wind Project LLC | TX | Kenedy | 1 | OP | Onshore Wind Turbine | WT | IPP Non-CHP | 2 | 201 | 201 | 201 | 3 | 2010 | Mitsubishi | Mitsubishi | 17.4 | 3 | 269
15399 | Iberdrola Renewables Inc | 57096 | Star Point Wind Project LLC | OR | Sherman | 1 | OP | Onshore Wind Turbine | WT | IPP Non-CHP | 2 | 98.7 | 98.7 | 98.7 | 2 | 2010 | Suzlon | Suzlon | 15 | 4 | 259
15399 | Iberdrola Renewables Inc | 57097 | Rugby Wind Power Project | ND | Pierce | 1 | OP | Onshore Wind Turbine | WT | IPP Non-CHP | 2 | 149 | 149 | 149 | 12 | 2009 | Suzlon | Suzlon | 15.9 | 4 | 259
15399 | Iberdrola Renewables Inc | 57098 | Dry Lake Wind LLC | AZ | Navajo | 1 | OP | Onshore Wind Turbine | WT | IPP Non-CHP | 2 | 63 | 63 | 63 | 8 | 2009 | Suzlon | Suzlon | 11.7 | 4 | 259
15399 | Iberdrola Renewables Inc | 57156 | Barton Chapel Wind Farm | TX | Jack | BC | OP | Onshore Wind Turbine | WT | IPP Non-CHP | 2 | 120 | 120 | 120 | 1 | 2009 | Gamesa | Gamesa | 12.3 | 4 | 269
15399 | Iberdrola Renewables Inc | 57287 | Hardscrabble Wind Power LLC | NY | Herkimer | 1 | OP | Onshore Wind Turbine | WT | IPP Non-CHP | 2 | 74 | 74 | 74 | 1 | 2011 | Gamesa | Gamesa | 16 | 4 | 328
15399 | Iberdrola Renewables Inc | 57319 | Big Horn Wind II | WA | Klickitat | 1 | OP | Onshore Wind Turbine | WT | IPP Non-CHP | 2 | 50 | 50 | 50 | 1 | 2011 | Gamesa | Gamesa | 13.5 | 4 | 262
15399 | Iberdrola Renewables Inc | 57320 | Juniper Canyon I Wind Project | WA | Klickitat | 1 | OP | Onshore Wind Turbine | WT | IPP Non-CHP | 2 | 151.2 | 151.2 | 151.2 | 3 | 2011 | Mitsubishi | Mitsubishi | 14 | 4 | 262
15399 | Iberdrola Renewables Inc | 57333 | Leaning Juniper Wind Power II | OR | Gilliam | 1 | OP | Onshore Wind Turbine | WT | IPP Non-CHP | 2 | 201 | 201 | 201 | 3 | 2011 | GE | GE | 14 | 4 | 255
15399 | Iberdrola Renewables Inc | 57379 | Dry Lake Wind II LLC | AZ | Navajo | 1 | OP | Onshore Wind Turbine | WT | IPP Non-CHP | 2 | 65.1 | 65.1 | 65.1 | 12 | 2010 | Suzlon | Suzlon | 13.7 | 4 | 255
15399 | Iberdrola Renewables Inc | 57380 | New England Wind LLC | MA | Berkshire | 1 | OP | Onshore Wind Turbine | WT | IPP Non-CHP | 2 | 28.5 | 28.5 | 28.5 | 12 | 2012 | GE | GE | 16.7 | 4 | 213
15399 | Iberdrola Renewables Inc | 57424 | Buffalo Ridge II LLC | SD | Brookings | 1 | OP | Onshore Wind Turbine | WT | IPP Non-CHP | 2 | 210 | 210 | 210 | 12 | 2010 | Gamesa | Gamesa | 15.7 | 4 | 255
15399 | Iberdrola Renewables Inc | 57449 | Blue Creek Wind Project | OH | Van Wert | 1 | OP | Onshore Wind Turbine | WT | IPP Non-CHP | 2 | 302 | 302 | 302 | 12 | 2011 | Gamesa | Gamesa | 15.7 | 4 | 323
15399 | Iberdrola Renewables Inc | 57484 | Manzana Wind LLC | CA | Kern | GEN1 | OP | Onshore Wind Turbine | WT | IPP Non-CHP | 2 | 189 | 189 | 189 | 12 | 2012 | GE | GE | 20 | 2 | 213
15399 | Iberdrola Renewables Inc | 57609 | New Harvest Wind Project LLC | IA | Crawford | 1 | OP | Onshore Wind Turbine | WT | IPP Non-CHP | 2 | 100 | 100 | 100 | 12 | 2011 | Gamesa | G 87 | 18.5 | 3 | 255
15399 | Iberdrola Renewables Inc | 57649 | Elm Creek Wind II LLC | MN | Martin | 1 | OP | Onshore Wind Turbine | WT | IPP Non-CHP | 2 | 148.8 | 148.8 | 148.8 | 12 | 2010 | Mitsubishi | Mitsubishi | 16.6 | 4 | 262
15399 | Iberdrola Renewables Inc | 57927 | Baffin Wind | TX | Kenedy | 1 | OP | Onshore Wind Turbine | WT | IPP Non-CHP | 2 | 188 | 188 | 188 | 12 | 2014 | Gamesa | G87 | 14 | 3 | 269
15399 | Iberdrola Renewables Inc | 58141 | Groton Wind LLC | NH | Grafton | 1 | OP | Onshore Wind Turbine | WT | IPP Non-CHP | 2 | 48 | 48 | 48 | 12 | 2012 | Gamesa | Gamesa | 15.5 | 4 | 255
15466 | Public Service Co of Colorado | 7937 | Ponnequin | CO | Weld | 30 | OP | Onshore Wind Turbine | WT | Electric Utility | 1 | 9.9 | 1.2 | 1.2 | 8 | 2001 | Vestas | V47 | 35 | 1 | 220 | 08-000926
15466 | Public Service Co of Colorado | 7937 | Ponnequin | CO | Weld | 8 | OP | Onshore Wind Turbine | WT | Electric Utility | 1 | 15.4 | 1.9 | 1.9 | 2 | 1999 | NEG-Micon | MN48-750 | 35 | 1 | 200 | 08-000926
15500 | Puget Sound Energy Inc | 56255 | Hopkins Ridge Wind | WA | Columbia | 1 | OP | Onshore Wind Turbine | WT | Electric Utility | 1 | 149.4 | 149.4 | 149.4 | 11 | 2005 | Vestas | V80 | 16.5 | 2 | 219.8 | 53-001077
15500 | Puget Sound Energy Inc | 56255 | Hopkins Ridge Wind | WA | Columbia | 2 | OP | Onshore Wind Turbine | WT | Electric Utility | 1 | 7.2 | 7.2 | 7.2 | 8 | 2008 | Vestas | V80 | 16.5 | 2 | 219.8 | 53-001077
15500 | Puget Sound Energy Inc | 56322 | Wild Horse | WA | Kittitas | 1 | OP | Onshore Wind Turbine | WT | Electric Utility | 1 | 228.6 | 228.6 | 228.6 | 12 | 2006 | Vestas | V80 | 18 | 2 | 219.8 | 53-001183
15500 | Puget Sound Energy Inc | 56322 | Wild Horse | WA | Kittitas | WH2 | OP | Onshore Wind Turbine | WT | Electric Utility | 1 | 44 | 44 | 44 | 11 | 2009 | Vestas | V80 | 15.4 | 2 | 219.8 | 53-020735
15500 | Puget Sound Energy Inc | 57195 | Lower Snake River Wind Energy Project | WA | GARFIELD | LSR 1 | OP | Onshore Wind Turbine | WT | Electric Utility | 1 | 342.7 | 342.7 | 342.7 | 2 | 2012 | Siemens | SWT 2.3-101 | 15.6 | 2 | 262.5 | 53-021176
16534 | Sacramento Municipal Util Dist | 7526 | Solano Wind | CA | Solano | 1 | OP | Onshore Wind Turbine | WT | Electric Utility | 1 | 13.2 | 13.1 | 13.2 | 6 | 1994 | Vestas | V47 | 34 | 2 | 246 | 06-002856
16534 | Sacramento Municipal Util Dist | 7526 | Solano Wind | CA | Solano | 2 | OP | Onshore Wind Turbine | WT | Electric Utility | 1 | 24 | 24 | 24 | 6 | 2006 | Vestas | V90 | 38 | 2 | 262 | 06-003190
16534 | Sacramento Municipal Util Dist | 7526 | Solano Wind | CA | Solano | 2B | OP | Onshore Wind Turbine | WT | Electric Utility | 1 | 63 | 63 | 63 | 12 | 2007 | Vestas | V90 | 38 | 2 | 262 | 06-003257
16534 | Sacramento Municipal Util Dist | 7526 | Solano Wind | CA | Solano | 3 | OP | Onshore Wind Turbine | WT | Electric Utility | 1 | 128 | 128 | 128 | 4 | 2012 | Vestas | V90 | 38 | 2 | 262 | 06-021875
16630 | San Gorgonio Farms Inc | 10718 | Karen Avenue Wind Farm | CA | RIVERSIDE | WND | OP | Onshore Wind Turbine | WT | IPP Non-CHP | 2 | 11.7 | 11.7 | 11.7 | 1 | 1985 | GE | 1.5 | 21 | 1 | 185 | 06-003040
16630 | San Gorgonio Farms Inc | 50281 | San Gorgonio Farms Wind Farm | CA | Riverside | WGEN | OP | Onshore Wind Turbine | WT | IPP Non-CHP | 2 | 31 | 31 | 31 | 3 | 1983 | Vestas | V39 | 22 | 1 | 131 | 06-021581
17058 | Shell Wind Energy Inc. | 55579 | Llano Estacado Wind Ranch | TX | Carson | EXIS | OP | Onshore Wind Turbine | WT | IPP Non-CHP | 2 | 80 | 80 | 80 | 12 | 2001 | Mitsubishi | MWT-1000 | 21.3 | 1 | 213.2 | 48-013110
17058 | Shell Wind Energy Inc. | 56011 | Cabazon Wind Partners | CA | Riverside | V-47 | OP | Onshore Wind Turbine | WT | IPP Non-CHP | 2 | 41 | 41 | 41 | 10 | 2002 | Vestas | V47 | 23.4 | 1 | 213.3 | 48-013110
17058 | Shell Wind Energy Inc. | 56012 | Whitewater Hill Wind Partners | CA | Riverside | 1 | OP | Onshore Wind Turbine | WT | IPP Non-CHP | 2 | 61.5 | 61.5 | 61.5 | 10 | 2002 | GE | 1.5 | 20.2 | 1 | 213.3 | 48-013110
17058 | Shell Wind Energy Inc. | 56111 | Brazos Wind Farm | TX | Scurry | GEN1 | OP | Onshore Wind Turbine | WT | IPP Non-CHP | 2 | 160 | 160 | 160 | 12 | 2003 | Mitsubishi | 1000A | 17.4 | 2 | 213.3 | 48-013886
17058 | Shell Wind Energy Inc. | 56495 | NedPower Mount Storm | WV | Grant | MS1 | OP | Onshore Wind Turbine | WT | IPP Non-CHP | 2 | 164 | 164 | 164 | 3 | 2008 | Gamesa | G80 | 18.3 | 2 | 255.9 | 54-020939
17058 | Shell Wind Energy Inc. | 56495 | NedPower Mount Storm | WV | Grant | MS2 | OP | Onshore Wind Turbine | WT | IPP Non-CHP | 2 | 100 | 100 | 100 | 12 | 2008 | Gamesa | G80 | 18.3 | 2 | 255.9 | 54-020939
17288 | Sky River LLC | 50536 | Sky River LLC | CA | Kern | WGNS | OP | Onshore Wind Turbine | WT | IPP Non-CHP | 2 | 76.9 | 76.9 | 76.9 | 2 | 1991 | Vestas | 27 | 23 | 1 | 185 | 06-028493
17515 | Somerset Windpower LLC | 55803 | FPL E Somerset Windpower LLC | PA | Somerset | EW | OP | Onshore Wind Turbine | WT | IPP Non-CHP | 2 | 9 | 9 | 9 | 12 | 2001 | GE | GE 1.5S | 19 | 2 | 213.3 | 42-001642
18642 | Tennessee Valley Authority | 7927 | Buffalo Mountain | TN | Anderson | 1 | OP | Onshore Wind Turbine | WT | Electric Utility | 1 | 0.6 | 0.7 | 0.7 | 10 | 2000 | Vestas | V47 | 15.2 | 2 | 213 | 2000-ASO-1039-OE
18642 | Tennessee Valley Authority | 7927 | Buffalo Mountain | TN | Anderson | 2 | OP | Onshore Wind Turbine | WT | Electric Utility | 1 | 0.6 | 0.7 | 0.7 | 10 | 2000 | Vestas | V47 | 15.2 | 2 | 213 | 2000-ASO-1039-OE
18642 | Tennessee Valley Authority | 7927 | Buffalo Mountain | TN | Anderson | 3 | OP | Onshore Wind Turbine | WT | Electric Utility | 1 | 0.6 | 0.7 | 0.7 | 10 | 2000 | Vestas | V47 | 15.2 | 2 | 213 | 2000-ASO-1039-OE
19063 | Mojave 3/4/5 LLC | 52142 | Mojave 4 | CA | Kern | GEN1 | OP | Onshore Wind Turbine | WT | IPP Non-CHP | 2 | 29 | 29 | 29 | 12 | 1990 | Mitsubishi | 116 | 14 | 2 | 141 | 06-001330
19063 | Mojave 3/4/5 LLC | 52143 | Mojave 3 | CA | Kern | GEN1 | OP | Onshore Wind Turbine | WT | IPP Non-CHP | 2 | 23.5 | 23.5 | 23.5 | 12 | 1990 | Mitsubishi | 250 | 14 | 2 | 141 | 06-001330
19063 | Mojave 3/4/5 LLC | 52144 | Mojave 5 | CA | Kern | GEN1 | OP | Onshore Wind Turbine | WT | IPP Non-CHP | 2 | 22.5 | 22.5 | 22.5 | 12 | 1990 | Mitsubishi | 250 | 14 | 1 | 141 | 06-001330
19171 | Trent Wind Farm LP | 55968 | Trent Wind Farm LP | TX | Nolan | WTG1 | OP | Onshore Wind Turbine | WT | IPP Non-CHP | 2 | 150 | 150 | 150 | 7 | 2001 | GE | 1.5 | 18 | 1 | 212 | 48-011902
19281 | Turlock Irrigation District | 56702 | Tuolumne Wind Project | WA | Klickitat | WPT1 | OP | Onshore Wind Turbine | WT | Electric Utility | 1 | 136.3 | 136.3 | 136.3 | 5 | 2009 | Siemens | SWT-2.3-93 | 16.5 | 3 | 262 | 53-020309
19740 | AES Wind Generation Inc | 50485 | Altech III | CA | Riverside | GEN1 | OP | Onshore Wind Turbine | WT | IPP Non-CHP | 2 | 21.7 | 21.7 | 21.7 | 12 | 1985 | NEG-Micon | 108 | 12 | 1 | 80 | 97-AWP-3134-OE
19740 | AES Wind Generation Inc | 50485 | Altech III | CA | Riverside | GEN2 | OP | Onshore Wind Turbine | WT | IPP Non-CHP | 2 | 3.4 | 3.4 | 3.4 | 12 | 1984 | NEG-Micon | 108 | 12 | 1 | 80 | 97-AWP-3134-O
19740 | AES Wind Generation Inc | 50820 | East Winds Project | CA | Riverside | GEN1 | OP | Onshore Wind Turbine | WT | IPP Non-CHP | 2 | 4.2 | 4.2 | 4.2 | 12 | 1983 | Micon | Micon-600 | 12 | 1 | 160 | N/A
19740 | AES Wind Generation Inc | 52162 | 85 A | CA | Kern | WGNS | OP | Onshore Wind Turbine | WT | IPP Non-CHP | 2 | 14.1 | 14.1 | 14.1 | 1 | 1985 | Vestas | V-17 | 26.8 | 1 | 80 | N/A
19740 | AES Wind Generation Inc | 52163 | 85 B | CA | Kern | WTGN | OP | Onshore Wind Turbine | WT | IPP Non-CHP | 2 | 21.2 | 21.2 | 21.2 | 1 | 1985 | Vestas | V-17 | 26.8 | 1 | 80 | N/A
19740 | AES Wind Generation Inc | 52165 | Helzel & Schwarzhoff 88 Wind Farm | CA | KERN | WGNS | OP | Onshore Wind Turbine | WT | IPP Non-CHP | 2 | 1.8 | 1.8 | 1.8 | 12 | 1986 | Vestas | V-17 | 26.8 | 1 | 80 | N/A
19740 | AES Wind Generation Inc | 55607 | Foote Creek I | WY | Carbon | GEN1 | OP | Onshore Wind Turbine | WT | IPP Non-CHP | 2 | 41.4 | 41.4 | 41.4 | 4 | 1999 | Mitsubishi | MWT-600 | 17 | 1 | 197 | 00-ANM-0295-OE
19740 | AES Wind Generation Inc | 55719 | Mountain View I&2 | CA | Riverside | GEN2 | OP | Onshore Wind Turbine | WT | IPP Non-CHP | 2 | 22.2 | 22.2 | 22.2 | 7 | 2001 | Mitsubishi | MWT-600 | 26.8 | 1 | 197 | 99-AWP-0552-OE
19740 | AES Wind Generation Inc | 55719 | Mountain View I&2 | CA | Riverside | GENI | OP | Onshore Wind Turbine | WT | IPP Non-CHP | 2 | 44.4 | 44.4 | 44.4 | 6 | 2001 | Mitsubishi | MWT-600 | 26.8 | 1 | 197 | 99-AWP-0552-OE
19740 | AES Wind Generation Inc | 55740 | Rock River I LLC | WY | Carbon | GEN1 | OP | Onshore Wind Turbine | WT | IPP Non-CHP | 2 | 50 | 50 | 50 | 10 | 2001 | Mitsubishi | MWT-1000 | 12 | 1 | 197 | 2001-ANM-701-OE
19740 | AES Wind Generation Inc | 56240 | Buffalo Gap Wind Farm | TX | Taylor | 1 | OP | Onshore Wind Turbine | WT | IPP Non-CHP | 2 | 120.6 | 120.6 | 120.6 | 4 | 2006 | Vestas | V-80 | 17 | 1 | 197 | 2005-ASW-540 - OE
19740 | AES Wind Generation Inc | 56276 | ZCO | CA | Kern | WGNS | OP | Onshore Wind Turbine | WT | IPP Non-CHP | 2 | 1.6 | 1.6 | 1.6 | 12 | 1985 | NEG-Micon | 108 | 12 | 1 | 80 | WP-3134-OE
19740 | AES Wind Generation Inc | 56484 | Buffalo Gap 2 Wind Farm | TX | Nolan | 1 | OP | Onshore Wind Turbine | WT | IPP Non-CHP | 2 | 232.5 | 232.5 | 232.5 | 7 | 2007 | GE | GE 1.5 | 17 | 1 | 201 | 48-016805
19740 | AES Wind Generation Inc | 56638 | Buffalo Gap 3 Wind Farm | TX | Nolan | GEN1 | OP | Onshore Wind Turbine | WT | IPP Non-CHP | 2 | 170.2 | 170.2 | 170.2 | 8 | 2008 | Siemens | SWT-2.3 | 17 | 1 | 262 | 48-020839
19740 | AES Wind Generation Inc | 57447 | Laurel Mountain | WV | Barbour | 1 | OP | Onshore Wind Turbine | WT | IPP Non-CHP | 2 | 97.6 | 97.6 | 97.6 | 8 | 2011 | GE | GE-1.6 | 16.1 | 3 | 262 | 2010-WTE-1226-OE
19740 | AES Wind Generation Inc | 57459 | Mountain View IV | CA | Riverside | 1 | OP | Onshore Wind Turbine | WT | IPP Non-CHP | 2 | 49 | 49 | 49 | 2 | 2012 | Mitsubishi | MWT-1000 | 26.8 | 1 | 197 | 06-022092
20160 | Energy Northwest | 7936 | Nine Canyon | WA | Benton | 1 | OP | Onshore Wind Turbine | WT | Electric Utility | 1 | 95.9 | 95 | 95 | 9 | 2002 | Siemens | 1.3 | 14 | 4 | 200 | 53-020540
20208 | Waymart Wind Farm | 56001 | Waymart Wind | PA | Wayne | GE15 | OP | Onshore Wind Turbine | WT | IPP Non-CHP | 2 | 64.5 | 64.5 | 64.5 | 10 | 2003 | GE | GE 1.5 S | 19 | 2 | 213.3 | 42-003293
20214 | Waverly Municipal Elec Utility | 57214 | Waverly Community Wind Project | IA | Bremer | CAN1 | OP | Onshore Wind Turbine | WT | Electric Utility | 1 | 0.9 | 0.9 | 0.9 | 3 | 2009 | EWT | awe54-900 | 12.5 | 2 | 234 | 19-022568
20214 | Waverly Municipal Elec Utility | 57214 | Waverly Community Wind Project | IA | Bremer | CAN2 | OP | Onshore Wind Turbine | WT | Electric Utility | 1 | 0.9 | 0.9 | 0.9 | 9 | 2012 | EWT | awe54-900 | 12.5 | 2 | 234 | 19-022568
20214 | Waverly Municipal Elec Utility | 57214 | Waverly Community Wind Project | IA | Bremer | SK4 | OP | Onshore Wind Turbine | WT | Electric Utility | 1 | 0.9 | 0.9 | 0.9 | 12 | 2001 | NEG-Micon | nm52/900 | 12.5 | 2 | 234 | 19-002059
20424 | West Texas Wind Energy Partners LLC | 55367 | West Texas Wind Energy LLC | TX | Upton | 01 | OP | Onshore Wind Turbine | WT | IPP Non-CHP | 2 | 75 | 75 | 75 | 6 | 1999 | Micon | Micon 750 | 19 | 2 | 118 | 48-006219
20707 | Wintec Energy Ltd | 50276 | Wintec Energy Ltd | CA | Riverside | EXIS | OP | Onshore Wind Turbine | WT | IPP Non-CHP | 2 | 5.9 | 5.9 | 5.9 | 12 | 1986 | Nordtank | 65KW | 17.5 | 2 | 80
20737 | Willmar Municipal Utilities | 2022 | Willmar | MN | Kandiyohi | WTG3 | OP | Onshore Wind Turbine | WT | Electric Utility | 1 | 2 | 2 | 2 | 8 | 2009 | DeWind | D8.2 | 14.7 | 3 | 262 | 27-020731
20737 | Willmar Municipal Utilities | 2022 | Willmar | MN | Kandiyohi | WTG4 | OP | Onshore Wind Turbine | WT | Electric Utility | 1 | 2 | 2 | 2 | 8 | 2009 | DeWind | D8.2 | 14.7 | 2 | 262 | 27-021074
20791 | Windland Inc | 50386 | Windland | CA | Kern | WING | OP | Onshore Wind Turbine | WT | IPP Non-CHP | 2 | 16 | 15.5 | 15.5 | 12 | 1982 | Vestas | V-27 | 19 | 1 | 262 | 2008WTW3055OE
20847 | Wisconsin Electric Power Co | 7901 | Byron | WI | Fond Du Lac | 1 | OP | Onshore Wind Turbine | WT | Electric Utility | 1 | 0.7 | 0.1 | 0.1 | 6 | 1999 | Vestas | V-47 | 19 | 2 | 213.2
20847 | Wisconsin Electric Power Co | 7901 | Byron | WI | Fond Du Lac | 2 | OP | Onshore Wind Turbine | WT | Electric Utility | 1 | 0.7 | 0.1 | 0.1 | 6 | 1999 | Vestas | V-47 | 19 | 2 | 213.2
20847 | Wisconsin Electric Power Co | 55742 | Montfort Wind Energy Center | WI | Iowa | ER15 | OP | Onshore Wind Turbine | WT | Electric Utility | 1 | 30 | 2 | 8 | 6 | 2002 | GE | 1.5S | 19 | 2 | 213.2 | 55-001570
20847 | Wisconsin Electric Power Co | 56391 | Blue Sky Green Field Wind Project | WI | Fond Du Lac | 1 | OP | Onshore Wind Turbine | WT | Electric Utility | 1 | 145.2 | 21 | 61 | 5 | 2008 | Vestas | V-82 | 19 | 2 | 213.2 | 55-020290
20847 | Wisconsin Electric Power Co | 57199 | Glacier Hills | WI | Columbia | 1 | OP | Onshore Wind Turbine | WT | Electric Utility | 1 | 162 | 28 | 61 | 12 | 2011 | Vestas | V-90 | 19 | 2 | 262.5
20856 | Wisconsin Power & Light Co | 56347 | Cedar Ridge | WI | Fond Du Lac | 1 | OP | Onshore Wind Turbine | WT | Electric Utility | 1 | 67.7 | 67.7 | 67.7 | 12 | 2008 | Vestas | V82 | 15 | 2 | 262 | 2007-AGL-6712-OE
20856 | Wisconsin Power & Light Co | 57198 | Bent Tree Wind Farm Phase 1 | MN | Freeborn | 1 | OP | Onshore Wind Turbine | WT | Electric Utility | 1 | 201.3 | 201.3 | 201.3 | 2 | 2011 | Vestas | V82 | 16.3 | 2 | 262 | 2009-WTE-5888-OE
20860 | Wisconsin Public Service Corp | 7366 | Lincoln Turbines | WI | Kewaunee | 1 | OP | Onshore Wind Turbine | WT | Electric Utility | 1 | 9.2 | 1.2 | 2.3 | 6 | 1999 | Vestas | V-47 | 15.4 | 3 | 213 | 55-001424
20860 | Wisconsin Public Service Corp | 56831 | Crane Creek Wind Energy Center | IA | Howard | 1 | OP | Onshore Wind Turbine | WT | Electric Utility | 1 | 99 | 29 | 37 | 12 | 2009 | GE | GE1.5 SLE | 17.8 | 2 | 262 | 19-021359
21013 | City of Worthington - (MN) | 2024 | Worthington | MN | Nobles | 10 | OP | Onshore Wind Turbine | WT | Electric Utility | 1 | 0.9 | 0.9 | 0.9 | 7 | 2002 | NEG-Micon | NM52 | 19 | 2 | 240 | 27-002200
21013 | City of Worthington - (MN) | 2024 | Worthington | MN | Nobles | 11 | OP | Onshore Wind Turbine | WT | Electric Utility | 1 | 0.9 | 0.9 | 0.9 | 7 | 2002 | NEG-Micon | NM52 | 19 | 2 | 240 | 27-002201
21013 | City of Worthington - (MN) | 2024 | Worthington | MN | Nobles | 12 | OP | Onshore Wind Turbine | WT | Electric Utility | 1 | 1 | 1 | 1 | 12 | 2003 | NEG-Micon | NM54 | 19 | 2 | 240 | 27-002312
21013 | City of Worthington - (MN) | 2024 | Worthington | MN | Nobles | 13 | OP | Onshore Wind Turbine | WT | Electric Utility | 1 | 1 | 1 | 1 | 12 | 2003 | NEG-Micon | NM54 | 19 | 2 | 240 | 27-002311
21013 | City of Worthington - (MN) | 2024 | Worthington | MN | Nobles | 8 | OP | Onshore Wind Turbine | WT | Electric Utility | 1 | 0.9 | 0.9 | 0.9 | 7 | 2002 | NEG-Micon | NM52 | 19 | 2 | 240 | 27-002198
21013 | City of Worthington - (MN) | 2024 | Worthington | MN | Nobles | 9 | OP | Onshore Wind Turbine | WT | Electric Utility | 1 | 0.9 | 0.9 | 0.9 | 7 | 2002 | NEG-Micon | NM52 | 19 | 2 | 240 | 27-002199
21352 | Municipal Energy Agency of NE | 56106 | MEAN Wind Project | NE | Kimball | 1 | OP | Onshore Wind Turbine | WT | Electric Utility | 1 | 10.5 | 10.5 | 10.5 | 10 | 2002 | NEG-Micon | NM 72c | 18 | 2 | 230 | ORS 31-001165
22500 | Westar Energy Inc | 56818 | Central Plains Wind Farm | KS | Wichita | 1 | OP | Onshore Wind Turbine | WT | Electric Utility | 1 | 99 | 99 | 99 | 3 | 2009 | Vestas | V90 3MW Mk8 | 33.5 | 1 | 262 | 20-020323
22500 | Westar Energy Inc | 56819 | Flat Ridge Wind Farm | KS | Barber | 1 | OP | Onshore Wind Turbine | WT | Electric Utility | 1 | 50 | 50 | 50 | 2 | 2009 | Clipper | C96 2.5MW | 19.5 | 2 | 262 | 20-0210041
26867 | Lake Benton Power Part II LLC | 55265 | Lake Benton II | MN | Pipestone | EXIS | OP | Onshore Wind Turbine | WT | IPP Non-CHP | 2 | 103.5 | 103.5 | 103.5 | 6 | 1999 | Zond | Zond 0.75 | 18.4 | 2 | 168 | 27-001828
34437 | Aeroturbine Energy Corporation | 56214 | Aeroturbine | CA | Riverside | WT120 | OP | Onshore Wind Turbine | WT | IPP Non-CHP | 2 | 4.7 | 4.7 | 4.7 | 9 | 1989 | Bonus | 120KW | 25 | 2 | 80 | unknown
34505 | Edison Mission Energy | 54793 | Storm Lake 1 | IA | Buena Vista | 2 | OP | Onshore Wind Turbine | WT | IPP Non-CHP | 2 | 0.7 | 0.7 | 0.7 | 6 | 1999 | Zond | Zond 750 | 17 | 3 | 213 | 1988-ACE-816-OE
34505 | Edison Mission Energy | 54793 | Storm Lake 1 | IA | Buena Vista | 3 | OP | Onshore Wind Turbine | WT | IPP Non-CHP | 2 | 0.7 | 0.7 | 0.7 | 6 | 1999 | Zond | Zond 750 | 17 | 3 | 213 | 1988-ACE-816-OE
34505 | Edison Mission Energy | 54793 | Storm Lake 1 | IA | Buena Vista | EXIS | OP | Onshore Wind Turbine | WT | IPP Non-CHP | 2 | 112.5 | 108 | 108 | 5 | 1999 | Zond | Zond 750 | 17 | 3 | 213 | 1988-ACE-816-OE
34505 | Edison Mission Energy | 56199 | TG Windfarm LLC | MN | Pipestone | 1 | OP | Onshore Wind Turbine | WT | IPP Non-CHP | 2 | 2 | 2 | 2 | 11 | 2003 | Suzlon | S64 950KW | 17 | 3 | 213 | 27-002281
34505 | Edison Mission Energy | 56200 | CG Windfarm LLC | MN | Pipestone | I | OP | Onshore Wind Turbine | WT | IPP Non-CHP | 2 | 2 | 2 | 2 | 12 | 2003 | Suzlon | S64 950 KW | 17 | 3 | 213 | 27-002281
34505 | Edison Mission Energy | 56201 | Bisson Windfarm LLC | MN | Pipestone | I | OP | Onshore Wind Turbine | WT | IPP Non-CHP | 2 | 2 | 2 | 2 | 10 | 2003 | Suzlon | S64 950KW | 17 | 3 | 213 | 27-001666
34505 | Edison Mission Energy | 56203 | Westridge Windfarm LLC | MN | Pipestone | 1 | OP | Onshore Wind Turbine | WT | IPP Non-CHP | 2 | 2 | 2 | 2 | 11 | 2003 | Suzlon | S64 905KW | 17 | 3 | 213 | 27-001666
34505 | Edison Mission Energy | 56206 | K-Brink Windfarm LLC | MN | Pipestone | 1 | OP | Onshore Wind Turbine | WT | IPP Non-CHP | 2 | 2 | 2 | 2 | 2 | 2003 | Suzlon | S64 905KW | 17 | 3 | 213 | 27-002195
34505 | Edison Mission Energy | 56209 | Boeve Windfarm LLC | MN | Pipestone | 1 | OP | Onshore Wind Turbine | WT | IPP Non-CHP | 2 | 2 | 2 | 2 | 8 | 2003 | Suzlon | S64 950KW | 17 | 3 | 213 | 27-002316
34505 | Edison Mission Energy | 56304 | San Juan Mesa | NM | Roosevelt | 1 | OP | Onshore Wind Turbine | WT | IPP Non-CHP | 2 | 120 | 120 | 120 | 12 | 2005 | Mitsubishi | Mitsubishi MWT-1000A | 19 | 2 | 262 | 48-016221
34505 | Edison Mission Energy | 56432 | Wildorado Wind Ranch | TX | Oldham | 1 | OP | Onshore Wind Turbine | WT | IPP Non-CHP | 2 | 161 | 161 | 161 | 4 | 2007 | Siemens | SWT-93 2.3 MW | 19 | 2 | 262 | 48-016221
34505 | Edison Mission Energy | 56543 | Eastridge Wind Project | MN | Murray | 1 | OP | Onshore Wind Turbine | WT | IPP Non-CHP | 2 | 10.4 | 10.4 | 10.4 | 4 | 2006 | Suzlon | S64 950KW | 17 | 3 | 213 | 27-005592
34505 | Edison Mission Energy | 56544 | Windom Wind Project | MN | Cottonwood | 1 | OP | Onshore Wind Turbine | WT | IPP Non-CHP | 2 | 15.6 | 15.6 | 15.6 | 3 | 2006 | Suzlon | S64 1.25MW | 17 | 3 | 213 | 27-005573
34505 | Edison Mission Energy | 56621 | Sleeping Bear LLC | OK | Harper | 1 | OP | Onshore Wind Turbine | WT | IPP Non-CHP | 2 | 94.5 | 94.5 | 94.5 | 10 | 2007 | Suzlon | Suzlon S-88 V2 2.1 | 19 | 2 | 262 | 40-003415
34505 | Edison Mission Energy | 56699 | Forward Windpower LLC | PA | Somerset | 1 | OP | Onshore Wind Turbine | WT | IPP Non-CHP | 2 | 29.4 | 29.4 | 29.4 | 4 | 2008 | Suzlon | S88 V2 2.1 MW | 19 | 2 | 262 | 42-020083
34505 | Edison Mission Energy | 56700 | Lookout Windpower LLC | PA | Somerset | 1 | OP | Onshore Wind Turbine | WT | IPP Non-CHP | 2 | 37.8 | 37.8 | 37.8 | 10 | 2008 | Suzlon | Suzlon S-88 V2 2.1 MW | 19 | 2 | 262 | 42-020098
34505 | Edison Mission Energy | 56750 | Jeffers Wind 20 LLC | MN | Cottonwood | 1 | OP | Onshore Wind Turbine | WT | IPP Non-CHP | 2 | 50 | 50 | 50 | 10 | 2008 | Clipper | C96 2.5 | 19 | 2 | 262 | 27-020273
34505 | Edison Mission Energy | 56751 | Spanish Fork Wind Park 2 LLC | UT | Utah | 1 | OP | Onshore Wind Turbine | WT | IPP Non-CHP | 2 | 18.9 | 18.9 | 18.9 | 7 | 2008 | Suzlon | Suzlon S-88 V3 2.1MW | 19 | 2 | 262 | 2006-ANM-2124-OE
34505 | Edison Mission Energy | 56752 | Mountain Wind Power LLC | WY | Uinta | 1 | OP | Onshore Wind Turbine | WT | IPP Non-CHP | 2 | 61 | 61 | 61 | 7 | 2008 | Suzlon | Suzlon s-88 V2 2.1 MW | 19 | 2 | 262 | 2007-ANM-633-OE
34505 | Edison Mission Energy | 56753 | Mountain Wind Power II LLC | WY | Uinta | 1 | OP | Onshore Wind Turbine | WT | IPP Non-CHP | 2 | 80 | 80 | 80 | 9 | 2008 | Suzlon | Suzlon V2 & V3 2.1 MW | 19 | 2 | 262 | 56-020039
34505 | Edison Mission Energy | 56754 | Goat Wind LP | TX | Sterling | 1 | OP | Onshore Wind Turbine | WT | IPP Non-CHP | 2 | 80 | 80 | 80 | 4 | 2008 | Mitsubishi | Mitsubishi MWT-1000A 1.0 MW | 19 | 2 | 226 | 48-025363
34505 | Edison Mission Energy | 56754 | Goat Wind LP | TX | Sterling | 2 | OP | Onshore Wind Turbine | WT | IPP Non-CHP | 2 | 69.6 | 69.6 | 69.6 | 6 | 2009 | Mitsubishi | MWT-95 2.4 MW | 19 | 2 | 262 | 48-025363
34505 | Edison Mission Energy | 56755 | Odin Wind Farm | MN | Cottonwood | 1 | OP | Onshore Wind Turbine | WT | IPP Non-CHP | 2 | 20 | 20 | 20 | 5 | 2008 | Suzlon | S88 V2 2.1 MW | 19 | 2 | 262 | 2006-AGL-8275-OE
34505 | Edison Mission Energy | 56859 | Crosswind Energy Project | IA | Palo Alto | 1 | OP | Onshore Wind Turbine | WT | IPP Non-CHP | 2 | 21 | 21 | 21 | 6 | 2007 | Suzlon | S88 V2 2.1 MW | 19 | 2 | 262 | 19-020209
34505 | Edison Mission Energy | 56860 | Hardin Hilltop Wind LLC | IA | GREENE | 1 | OP | Onshore Wind Turbine | WT | IPP Non-CHP | 2 | 14.7 | 14.7 | 14.7 | 5 | 2007 | Suzlon | S-88 V2 2.1 MW | 19 | 2 | 262 | 2006-ACE-1036-OE
34505 | Edison Mission Energy | 56945 | High Lonesome Mesa LLC | NM | Torrance | 1 | OP | Onshore Wind Turbine | WT | IPP Non-CHP | 2 | 100 | 100 | 100 | 7 | 2009 | Clipper | C96 2.5 | 19 | 2 | 262 | 2008-ASW-2821-OE
34505 | Edison Mission Energy | 56946 | Buffalo Bear LLC | OK | Harper | 1 | OP | Onshore Wind Turbine | WT | IPP Non-CHP | 2 | 18.9 | 18.9 | 18.9 | 12 | 2008 | Suzlon | S88 V3 2.1 MW | 19 | 2 | 262 | 40-020162
34505 | Edison Mission Energy | 56947 | Elkhorn Ridge Wind LLC | NE | Knox | 1 | OP | Onshore Wind Turbine | WT | IPP Non-CHP | 2 | 81 | 81 | 81 | 3 | 2009 | Vestas | V90 3.0 | 22 | 1 | 262 | 31-020111
34505 | Edison Mission Energy | 57260 | Cedro Hill Wind LLC | TX | Webb | 1 | OP | Onshore Wind Turbine | WT | IPP Non-CHP | 2 | 150 | 150 | 150 | 12 | 2010 | GE | XLE 1.5 MW | 17 | 3 | 262 | 48-024150
34505 | Edison Mission Energy | 57261 | Taloga Wind LLC | OK | Dewey | 1 | OP | Onshore Wind Turbine | WT | IPP Non-CHP | 2 | 130 | 130 | 130 | 7 | 2011 | Mitsubishi | MWT-95 2.4 MW | 19 | 2 | 262 | 2009-WTW-459-OE
34505 | Edison Mission Energy | 57262 | Laredo Ridge Wind LLC | NE | Boone | 1 | OP | Onshore Wind Turbine | WT | IPP Non-CHP | 2 | 79.9 | 79.9 | 79.9 | 2 | 2011 | GE | XLE 1.5 MW | 17 | 3 | 262 | 2010-WTE-136-OE
34505 | Edison Mission Energy | 57278 | Crofton Bluffs Wind LLC | NE | Knox | CWET1 | OP | Onshore Wind Turbine | WT | IPP Non-CHP | 2 | 40 | 40 | 40 | 11 | 2012 | Vestas | Vestas V90 3.0 MW and 1.8 MW | 20 | 1 | 262 | 31-020672
34505 | Edison Mission Energy | 57385 | Community Wind North LLC | MN | LINCOLN | 34505 | OP | Onshore Wind Turbine | WT | IPP Non-CHP | 2 | 30 | 30 | 30 | 5 | 2011 | Clipper | C96 2.5 MW | 19 | 2 | 262 | 2012-WTE-459-OE
34505 | Edison Mission Energy | 57593 | Broken Bow Wind LLC | NE | Custer | 1 | OP | Onshore Wind Turbine | WT | IPP Non-CHP | 2 | 79.9 | 79.9 | 79.9 | 12 | 2012 | GE | GE XLE 1.6 | 17 | 3 | 262 | 31-020670
34505 | Edison Mission Energy | 57595 | Pinnacle Wind Force LLC | WV | Mineral | 1 | OP | Onshore Wind Turbine | WT | IPP Non-CHP | 2 | 55.2 | 55.2 | 55.2 | 12 | 2011 | Mitsubishi | Mitsubishi MWT-2.4 95 | 19 | 2 | 262 | 54-020838
34688 | CHI Energy Inc | 55368 | Wethersfield Wind Farm | NY | Wyoming | V47 | SB | Onshore Wind Turbine | WT | IPP Non-CHP | 2 | 6.6 | 6.6 | 6.6 | 8 | 2000 | Vestas | V47 | 24 | 2 | 180
34688 | CHI Energy Inc | 55790 | Fenner Wind | NY | Madison | 1 | OP | Onshore Wind Turbine | WT | IPP Non-CHP | 2 | 30 | 30 | 30 | 10 | 2001 | GE | 1.5 | 24 | 2 | 262
34717 | FPL Energy New Mexico Wind LLC | 56097 | New Mexico Wind Energy Center | NM | Quay | GE15 | OP | Onshore Wind Turbine | WT | IPP Non-CHP | 2 | 204 | 204 | 204 | 9 | 2003 | GE | 1.5 S | 19 | 2 | 213.3 | 35-000897
34719 | FPL Energy Oklahoma Wind LLC | 56094 | Oklahoma Wind Energy Center | OK | Woodward | GE15 | OP | Onshore Wind Turbine | WT | IPP Non-CHP | 2 | 51 | 51 | 51 | 10 | 2003 | GE | GE 1.5S | 19 | 2 | 213.3 | 40-020138
34719 | FPL Energy Oklahoma Wind LLC | 56094 | Oklahoma Wind Energy Center | OK | Woodward | GSOO | OP | Onshore Wind Turbine | WT | IPP Non-CHP | 2 | 51 | 51 | 51 | 10 | 2003 | GE | GE 1.5S | 19 | 2 | 213.3 | 40-020138
34721 | FPL Energy South Dakota Wind LLC | 56092 | South Dakota Wind Energy Cente | SD | Hyde | GE15 | OP | Onshore Wind Turbine | WT | IPP Non-CHP | 2 | 40.5 | 40.5 | 40.5 | 10 | 2003 | GE | GE 1.5S | 19 | 2 | 213.3 | 46-022690
34723 | FPL Energy North Dakota Wind LLC | 56099 | FPL Energy North Dakota Wind I/II | ND | LaMoure | GE15 | OP | Onshore Wind Turbine | WT | IPP Non-CHP | 2 | 61.5 | 61.5 | 61.5 | 10 | 2003 | GE | GE 1.5S | 19 | 2 | 213.3 | 38-000033
40577 | American Mun Power-Ohio, Inc | 56226 | Bowling Green Wind | OH | Wood | 1 | OP | Onshore Wind Turbine | WT | Electric Utility | 1 | 1.8 | 1.8 | 1.8 | 12 | 2004 | Vestas | V80 | 29.5 | 1 | 255.9 | 2002-AGL-4048-OE
40577 | American Mun Power-Ohio, Inc | 56226 | Bowling Green Wind | OH | Wood | 2 | OP | Onshore Wind Turbine | WT | Electric Utility | 1 | 1.8 | 1.8 | 1.8 | 10 | 2003 | Vestas | V80 | 29.5 | 1 | 255.9 | 2002-AGL-4048-OE
40577 | American Mun Power-Ohio, Inc | 56226 | Bowling Green Wind | OH | Wood | 3 | OP | Onshore Wind Turbine | WT | Electric Utility | 1 | 1.8 | 1.8 | 1.8 | 10 | 2003 | Vestas | V80 | 29.5 | 1 | 255.9 | 2002-AGL-4048-OE
40577 | American Mun Power-Ohio, Inc | 56226 | Bowling Green Wind | OH | Wood | 4 | OP | Onshore Wind Turbine | WT | Electric Utility | 1 | 1.8 | 1.8 | 1.8 | 11 | 2004 | Vestas | V80 | 29.5 | 1 | 255.9 | 2002-AGL-4048-OE
40580 | Southern Minnesota Mun P Agny | 56414 | Redwood Falls Wind | MN | Redwood | WND1 | OP | Onshore Wind Turbine | WT | Electric Utility | 1 | 1.7 | 1.7 | 1.7 | 12 | 2004 | Vestas | V82 | 19.1 | 3 | 237 | 27-002448
40580 | Southern Minnesota Mun P Agny | 56414 | Redwood Falls Wind | MN | Redwood | WND2 | OP | Onshore Wind Turbine | WT | Electric Utility | 1 | 1.7 | 1.7 | 1.7 | 1 | 2005 | Vestas | V82 | 19.1 | 3 | 237 | 27-002449
40580 | Southern Minnesota Mun P Agny | 56415 | Fairmont Wind | MN | Martin | WND1 | OP | Onshore Wind Turbine | WT | Electric Utility | 1 | 1 | 0.9 | 0.9 | 3 | 2003 | Vestas | V54 | 16.8 | 2 | 237 | 27-002156
40580 | Southern Minnesota Mun P Agny | 56415 | Fairmont Wind | MN | Martin | WND2 | OP | Onshore Wind Turbine | WT | Electric Utility | 1 | 1 | 0.9 | 0.9 | 3 | 2003 | Vestas | V54 | 16.8 | 2 | 237 | 27-002155
40580 | Southern Minnesota Mun P Agny | 56415 | Fairmont Wind | MN | Martin | WND3 | OP | Onshore Wind Turbine | WT | Electric Utility | 1 | 1.7 | 1.7 | 1.7 | 12 | 2004 | Vestas | V82 | 19.1 | 3 | 237 | 27-005582
40580 | Southern Minnesota Mun P Agny | 56415 | Fairmont Wind | MN | Martin | WND4 | OP | Onshore Wind Turbine | WT | Electric Utility | 1 | 1.7 | 1.7 | 1.7 | 1 | 2005 | Vestas | V82 | 19.1 | 3 | 237 | 27-002454
49750 | FPL Energy Green Power | 55396 | Green Power I | CA | Riverside | WGNS | OP | Onshore Wind Turbine | WT | IPP Non-CHP | 2 | 16.5 | 16.5 | 16.5 | 7 | 1975 | Zond | 750 | 19 | 2 | 295 | 06-002413
49751 | FPL Energy Cabazon Wind | 50552 | Cabazon Wind Farm | CA | Riverside | WGNS | OP | Onshore Wind Turbine | WT | IPP Non-CHP | 2 | 39.7 | 39.7 | 39.7 | 1 | 1999 | Zond | 750 | 19 | 2 | 213 | N/A
49796 | Desert Sky Wind Farm LP | 55992 | Desert Sky | TX | Pecos | 1 | OP | Onshore Wind Turbine | WT | IPP Non-CHP | 2 | 160.5 | 160.5 | 160.5 | 1 | 2002 | GE | 1.5 | 16.5 | 1 | 212 | 48-012155
49844 | Eurus Combine Hills I LLC | 56195 | Combine Hills I | OR | Umatilla | 001 | OP | Onshore Wind Turbine | WT | IPP Non-CHP | 2 | 41 | 41 | 41 | 12 | 2003 | Mitsubishi | MHI 1000-A | 19 | 2 | 180 | 41-000874
49867 | Tofteland Windfarm LLC | 56202 | Tofteland Windfarm LLC | MN | Pipestone | I | OP | Onshore Wind Turbine | WT | IPP Non-CHP | 2 | 2 | 2 | 2 | 10 | 2003 | Suzlon | S64/950 | 19 | 2 | 213 | 27-002286
49869 | Fey Windfarm LLC | 56204 | Fey Windfarm LLC | MN | Pipestone | 1 | OP | Onshore Wind Turbine | WT | IPP Non-CHP | 2 | 2 | 2 | 2 | 9 | 2003 | Suzlon | S64/950 | 19 | 2 | 213 | 2012-WTE-3738-OE
49870 | Windcurrent Farms LLC | 56205 | Windcurrent Farms LLC | MN | Pipestone | 1 | OP | Onshore Wind Turbine | WT | IPP Non-CHP | 2 | 2 | 2 | 2 | 9 | 2003 | Suzlon | S64/950 | 19 | 2 | 213 | 27-002317
49880 | EDP Renewables North America LLC | 55769 | Madison Windpower LLC | NY | Madison | MADW | OP | Onshore Wind Turbine | WT | IPP Non-CHP | 2 | 11.5 | 11.5 | 11.5 | 10 | 2000 | Vestas | V66 | 22 | 1 | 220 | 36-002736
49893 | Invenergy Services LLC | 56301 | Wolverine Creek | ID | Bonneville | 1 | OP | Onshore Wind Turbine | WT | IPP Non-CHP | 2 | 64.5 | 64.5 | 64.5 | 2 | 2006 | GE | 1.5 MW SLE | 15.8 | 2 | 263 | 16-000763
49893 | Invenergy Services LLC | 56320 | Spring Canyon | CO | Logan | 1 | OP | Onshore Wind Turbine | WT | IPP Non-CHP | 2 | 60 | 60 | 60 | 2 | 2006 | GE | 1.5 MW SLE | 19.5 | 2 | 263 | 08-001205
49893 | Invenergy Services LLC | 56377 | Judith Gap Wind Energy Center | MT | Wheatland | 1 | OP | Onshore Wind Turbine | WT | IPP Non-CHP | 2 | 135 | 135 | 135 | 12 | 2005 | GE | 1.5 MW SLE | 19 | 2 | 263 | 30-000586
49893 | Invenergy Services LLC | 56493 | Buffalo Mountain Energy Center | TN | Anderson | 4 | OP | Onshore Wind Turbine | WT | IPP Non-CHP | 2 | 27 | 27 | 27 | 12 | 2004 | Vestas | V80 | 17 | 2 | 256 | 47-020358
49893 | Invenergy Services LLC | 56506 | Scurry County Wind LP | TX | Scurry | SCW | OP | Onshore Wind Turbine | WT | IPP Non-CHP | 2 | 130.5 | 130.5 | 130.5 | 5 | 2007 | GE | 1.5 MW SLE | 18.6 | 2 | 263 | 48-016487
49893 | Invenergy Services LLC | 56644 | Stanton Wind Energy LLC | TX | Martin | 1 | OP | Onshore Wind Turbine | WT | IPP Non-CHP | 2 | 120 | 120 | 120 | 2 | 2008 | GE | 1.5 MW SLE | 17.4 | 2 | 263 | 48-020568
49893 | Invenergy Services LLC | 56773 | McAdoo Wind Energy LLC | TX | Dickens | 1 | OP | Onshore Wind Turbine | WT | IPP Non-CHP | 2 | 150 | 150 | 150 | 9 | 2008 | GE | 1.5 MW SLE | 19.5 | 2 | 263 | 48-021072
49893 | Invenergy Services LLC | 56774 | Turkey Track Wind Energy LLC | TX | Nolan | 1 | OP | Onshore Wind Turbine | WT | IPP Non-CHP | 2 | 169.5 | 169.5 | 169.5 | 11 | 2008 | GE | 1.5 MW SLE | 17.4 | 2 | 263 | 48-022255
49893 | Invenergy Services LLC | 56775 | Scurry County Wind II | TX | Scurry | 1 | OP | Onshore Wind Turbine | WT | IPP Non-CHP | 2 | 120 | 120 | 120 | 12 | 2007 | GE | 1.5 MW SLE | 18.6 | 2 | 263 | 48-020533
49893 | Invenergy Services LLC | 56941 | Grand Ridge Wind Energy Center | IL | LaSalle | 1 | OP | Onshore Wind Turbine | WT | IPP Non-CHP | 2 | 99 | 99 | 99 | 10 | 2008 | GE | 1.5 MW SLE | 18.3 | 2 | 263 | 17-020445
49893 | Invenergy Services LLC | 56941 | Grand Ridge Wind Energy Center | IL | LaSalle | 2 | OP | Onshore Wind Turbine | WT | IPP Non-CHP | 2 | 51 | 51 | 51 | 12 | 2009 | GE | 1.5 MW SLE | 17.2 | 2 | 263 | 17-020456
49893 | Invenergy Services LLC | 56941 | Grand Ridge Wind Energy Center | IL | LaSalle | 3 | OP | Onshore Wind Turbine | WT | IPP Non-CHP | 2 | 49.5 | 49.5 | 49.5 | 12 | 2009 | GE | 1.5 MW SLE | 17.2 | 2 | 263 | 17-020408
49893 | Invenergy Services LLC | 56941 | Grand Ridge Wind Energy Center | IL | LaSalle | 4 | OP | Onshore Wind Turbine | WT | IPP Non-CHP | 2 | 10.5 | 10.5 | 10.5 | 12 | 2009 | GE | 1.5 MW SLE | 17.2 | 2 | 263 | 17-020463
49893 | Invenergy Services LLC | 56942 | Forward Wind Energy Center | WI | Dodge | 1 | OP | Onshore Wind Turbine | WT | IPP Non-CHP | 2 | 99 | 99 | 99 | 7 | 2008 | GE | 1.5 MW SLE | 17 | 2 | 263 | 55-020160
49893 | Invenergy Services LLC | 56942 | Forward Wind Energy Center | WI | Dodge | 2 | OP | Onshore Wind Turbine | WT | IPP Non-CHP | 2 | 30 | 30 | 30 | 5 | 2009 | GE | 1.5 MW SLE | 17 | 2 | 263 | 55-020033
49893 | Invenergy Services LLC | 56952 | Willow Creek Energy Center | OR | Morrow | 1 | OP | Onshore Wind Turbine | WT | IPP Non-CHP | 2 | 72 | 72 | 72 | 1 | 2009 | GE | 1.5 MW SLE | 15.2 | 2 | 263 | 41-020135
49893 | Invenergy Services LLC | 56953 | High Sheldon Wind Farm | NY | Wyoming | 1 | OP | Onshore Wind Turbine | WT | IPP Non-CHP | 2 | 112 | 112 | 112 | 2 | 2009 | GE | 1.5 MW SLE | 15 | 3 | 263 | 36-020534
49893 | Invenergy Services LLC | 57151 | Beech Ridge Energy LLC | WV | Greenbrier | GEN1 | OP | Onshore Wind Turbine | WT | IPP Non-CHP | 2 | 100.5 | 100.5 | 100.5 | 1 | 2010 | GE | 1.5 MW SLE | 17 | 2 | 263 | 54-020105
49893 | Invenergy Services LLC | 57188 | Vantage Wind Energy LLC | WA | Kittitas | 1 | OP | Onshore Wind Turbine | WT | IPP Non-CHP | 2 | 90 | 90 | 90 | 8 | 2010 | GE | 1.5 MW SLE | 17.4 | 2 | 263 | 53-020868
49893 | Invenergy Services LLC | 57463 | Bishop Hill Energy LLC | IL | Henry | 1 | OP | Onshore Wind Turbine | WT | IPP Non-CHP | 2 | 200 | 200 | 200 | 6 | 2012 | GE | 1.5 XLE | 16.1 | 3 | 263 | 17-022049
49893 | Invenergy Services LLC | 58008 | California Ridge Wind Energy LLC | IL | Vermilion | CR | OP | Onshore Wind Turbine | WT | IPP Non-CHP | 2 | 217 | 200 | 200 | 12 | 2012 | GE | 1.6-100 WTG | 18.1 | 3 | 263 | 17-022302
49893 | Invenergy Services LLC | 58321 | Goldthwaite Wind Energy Facility | TX | Mills | 1 | OP | Onshore Wind Turbine | WT | IPP Non-CHP | 2 | 150 | 150 | 150 | 12 | 2013 | GE | 1.7 MW | 16.8 | 3 | 263 | 48-031478
49893 | Invenergy Services LLC | 58322 | Prairie Breeze | NE | Antelope | 1 | OP | Onshore Wind Turbine | WT | IPP Non-CHP | 2 | 206.5 | 206.5 | 206.5 | 5 | 2014 | GE | 1.7 MW | 19 | 2 | 262.5 | 2013-WTE-2902-OE
49893 | Invenergy Services LLC | 58677 | Gratiot County Wind LLC | MI | Gratiot | 1 | OP | Onshore Wind Turbine | WT | IPP Non-CHP | 2 | 110.4 | 110.4 | 110.4 | 5 | 2012 | GE | 1.6 MW XLE | 14.5 | 3 | 328 | 26-020828
49893 | Invenergy Services LLC | 58765 | Miami Wind Energy Center | TX | Roberts | 1 | OP | Onshore Wind Turbine | WT | IPP Non-CHP | 2 | 288.6 | 288.6 | 288.6 | 8 | 2014 | GE | 1.85 mw - 87 meter rotor | 19.1 | 2 | 262.4 | 2014-WTW-4229-OE
49893 | Invenergy Services LLC | 58768 | Marsh Hill Wind Farm | NY | Steuben | 1 | OP | Onshore Wind Turbine | WT | IPP Non-CHP | 2 | 16.2 | 16.2 | 16.2 | 11 | 2014 | GE | GE 1.6-103/16 MW | 16.7 | 3 | 262 | 2014-WTE-3795-OE
49893 | Invenergy Services LLC | 58769 | Spring Canyon Expansion Wind Energy Ctr | CO | Logan | 1 | OP | Onshore Wind Turbine | WT | IPP Non-CHP | 2 | 34 | 34 | 34 | 10 | 2014 | GE | GE 1.179-100 | 20.4 | 2 | 262 | 2014-WTW-4287-OE
49893 | Invenergy Services LLC | 58769 | Spring Canyon Expansion Wind Energy Ctr | CO | Logan | SCIII | OP | Onshore Wind Turbine | WT | IPP Non-CHP | 2 | 28.6 | 28.6 | 28.6 | 12 | 2014 | GE | GE 1.79-100 | 18.6 | 2 | 262 | 2014-WTW-7999-OE
49903 | Aeolus Wind LLC | 56225 | Aeolus Wind Facility | TX | Hansford | V90 | OP | Onshore Wind Turbine | WT | IPP Non-CHP | 2 | 3 | 3 | 3 | 12 | 2003 | Vestas | V90 | 20 | 1 | 262.5 | 48-013807
49963 | FPL Energy Operating Services, Inc. | 54454 | San Gorgonio Windplant WPP1993 | CA | Riverside | GEN11 | OP | Onshore Wind Turbine | WT | IPP Non-CHP | 2 | 49.5 | 49.5 | 49.5 | 12 | 2011 | GE | 1.5 | 19 | 2 | 213.3 | 44
49963 | FPL Energy Operating Services, Inc. | 54794 | Buffalo Ridge Windplant WPP 1993 | MN | Lincoln | EXIS | OP | Onshore Wind Turbine | WT | IPP Non-CHP | 2 | 21.9 | 21.9 | 21.9 | 3 | 1994 | Kenetech | KVS-33 | 22.4 | 1 | 82 | 46
50012 | FPL Energy Callahan Wind, LLC | 56270 | Callahan Divide Wind Energy Center | TX | Taylor | 1 | OP | Onshore Wind Turbine | WT | IPP Non-CHP | 2 | 114 | 114 | 114 | 3 | 2005 | GE | GE 1.5 SLE | 19 | 2 | 262.5 | 48-015047
50013 | Diablo Wind LLC | 56271 | Diablo Wind LLC | CA | Alameda | VEST | OP | Onshore Wind Turbine | WT | IPP Non-CHP | 2 | 18 | 18 | 18 | 12 | 2004 | Vestas | V47 | 16.6 | 1 | 164 | 06-002982
50014 | FPL Energy Weatherford, LLC | 56273 | Weatherford Wind Energy Center | OK | Custer | 1 | OP | Onshore Wind Turbine | WT | IPP Non-CHP | 2 | 106.5 | 106.5 | 106.5 | 4 | 2005 | GE | GE 1.5 SLE | 19 | 2 | 262.5 | 40-002803
50014 | FPL Energy Weatherford, LLC | 56273 | Weatherford Wind Energy Center | OK | Custer | 2 | OP | Onshore Wind Turbine | WT | IPP Non-CHP | 2 | 40.5 | 40.5 | 40.5 | 12 | 2005 | GE | GE 1.5 SLE | 19 | 2 | 262.5 | 40-003018
50063 | FPL Energy Horse Hollow LLC | 56291 | Horse Hollow Wind Energy Center | TX | Taylor | 1 | OP | Onshore Wind Turbine | WT | IPP Non-CHP | 2 | 213 | 213 | 213 | 12 | 2005 | GE | SLE | 30 | 1 | 300 | 2005-ASW-2029-OE
50063 | FPL Energy Horse Hollow LLC | 56291 | Horse Hollow Wind Energy Center | TX | Taylor | 2 | OP | Onshore Wind Turbine | WT | IPP Non-CHP | 2 | 223.5 | 223.5 | 223.5 | 6 | 2006 | Siemens | 2.3 VS-93 | 30 | 1 | 262.5 | 2005-ASW-2029-OE
50063 | FPL Energy Horse Hollow LLC | 56291 | Horse Hollow Wind Energy Center | TX | Taylor | 3 | OP | Onshore Wind Turbine | WT | IPP Non-CHP | 2 | 299 | 299 | 299 | 6 | 2006 | GE | SLE | 30 | 1 | 300 | 2005-ASW-2029-OE
50123 | Infigen Asset Management LLC | 56160 | Mendota Hills, LLC | IL | Lee | GEN1 | OP | Onshore Wind Turbine | WT | IPP Non-CHP | 2 | 50.4 | 50.4 | 50.4 | 11 | 2003 | Gamesa | G52-850 | 19 | 2 | 213 | unknown
50123 | Infigen Asset Management LLC | 56211 | Sweetwater Wind 1 LLC | TX | Nolan | SW1 | OP | Onshore Wind Turbine | WT | IPP Non-CHP | 2 | 37.5 | 37.5 | 37.5 | 12 | 2003 | GE | 1.5s | 19 | 2 | 212 | unknown
50123 | Infigen Asset Management LLC | 56212 | Sweetwater Wind 2 LLC | TX | Nolan | SW2 | OP | Onshore Wind Turbine | WT | IPP Non-CHP | 2 | 91.5 | 91.5 | 91.5 | 2 | 2005 | GE | 1.5 s/sle | 19 | 2 | 262 | unknown
50123 | Infigen Asset Management LLC | 56293 | Caprock Wind Farm | NM | Quay | 1 | OP | Onshore Wind Turbine | WT | IPP Non-CHP | 2 | 60 | 60 | 60 | 12 | 2004 | Mitsubishi | MWT-1000 | 18.5 | 2 | 226 | unknown
50123 | Infigen Asset Management LLC | 56293 | Caprock Wind Farm | NM | Quay | 2 | OP | Onshore Wind Turbine | WT | IPP Non-CHP | 2 | 20 | 20 | 20 | 5 | 2005 | Mitsubishi | MWT-1000 | 14 | 2 | 226 | unknown
50123 | Infigen Asset Management LLC | 56295 | Kumeyaay Wind | CA | San Diego | 1 | OP | Onshore Wind Turbine | WT | IPP Non-CHP | 2 | 50 | 50 | 50 | 12 | 2005 | Gamesa | G87-2.0 | 19 | 2 | 223 | unknown
50123 | Infigen Asset Management LLC | 56297 | Crescent Ridge | IL | Bureau | 1 | OP | Onshore Wind Turbine | WT | IPP Non-CHP | 2 | 53 | 53 | 53 | 12 | 2005 | NEG-Micon | NM82 | 21 | 2 | 256 | unknown
50123 | Infigen Asset Management LLC | 56299 | Wind Park Bear Creek | PA | Luzerne | 1 | OP | Onshore Wind Turbine | WT | IPP Non-CHP | 2 | 24 | 24 | 24 | 3 | 2006 | Gamesa | G87-2.0 | 19 | 2 | 256 | unknown
50123 | Infigen Asset Management LLC | 56300 | Jersey-Atlantic Wind Farm | NJ | Atlantic | 1 | OP | Onshore Wind Turbine | WT | IPP Non-CHP | 2 | 7.5 | 7.5 | 7.5 | 3 | 2006 | GE | 1.5sle | 19 | 2 | 262 | unknown
50123 | Infigen Asset Management LLC | 56311 | Sweetwater Wind 3 LLC | TX | Nolan | SW3 | OP | Onshore Wind Turbine | WT | IPP Non-CHP | 2 | 135 | 135 | 135 | 12 | 2005 | GE | 1.5s/sle | 19 | 2 | 262 | unknown
50123 | Infigen Asset Management LLC | 56336 | Aragonne Wind LLC | NM | Guadalupe | 1 | OP | Onshore Wind Turbine | WT | IPP Non-CHP | 2 | 90 | 90 | 90 | 12 | 2006 | Mitsubishi | MWT-1000 | 17.3 | 2 | 226 | unknown
50123 | Infigen Asset Management LLC | 56337 | Sweetwater Wind 4 LLC | TX | Nolan | SW4 | OP | Onshore Wind Turbine | WT | IPP Non-CHP | 2 | 241 | 241 | 241 | 5 | 2007 | Mitsubishi | MWT-1000 | 16.5 | 2 | 230 | unknown
50123 | Infigen Asset Management LLC | 56371 | Cedar Creek Wind | CO | Weld | 1 | OP | Onshore Wind Turbine | WT | IPP Non-CHP | 2 | 300.5 | 300 | 300 | 11 | 2007 | Mitsubishi | MWT-1000 | 16.6 | 2 | 226 | unknown
50123 | Infigen Asset Management LLC | 56372 | Sweetwater Wind 5 | TX | Nolan | SW5 | OP | Onshore Wind Turbine | WT | IPP Non-CHP | 2 | 80.5 | 80.5 | 80.5 | 12 | 2007 | Siemens | SWT-2.3-82 | 16.5 | 2 | 263 | unknown
50123 | Infigen Asset Management LLC | 56446 | Buena Vista Energy LLC | CA | Contra Costa | 1 | OP | Onshore Wind Turbine | WT | IPP Non-CHP | 2 | 38 | 38 | 38 | 12 | 2006 | Mitsubishi | MWT-1000 | 13.6 | 2 | 197 | unknown
50123 | Infigen Asset Management LLC | 56450 | GSG LLC | IL | Lee | 1 | OP | Onshore Wind Turbine | WT | IPP Non-CHP | 2 | 80 | 80 | 80 | 6 | 2007 | Gamesa | G87-2.0 | 19 | 2 | 256 | unknown
50123 | Infigen Asset Management LLC | 56451 | Allegheny Ridge Wind Farm | PA | Cambria | 1 | OP | Onshore Wind Turbine | WT | IPP Non-CHP | 2 | 80 | 80 | 80 | 6 | 2007 | Gamesa | G87-2.0 | 19 | 2 | 256 | unknown
54684 | Flat Rock Windpower, LLC | 56290 | Maple Ridge Wind Farm | NY | Lewis | 1 | OP | Onshore Wind Turbine | WT | IPP Non-CHP | 2 | 137 | 137 | 137 | 12 | 2005 | Vestas | V82 | 19 | 2 | 262 | 36-002501
54684 | Flat Rock Windpower, LLC | 56290 | Maple Ridge Wind Farm | NY | Lewis | 1A | OP | Onshore Wind Turbine | WT | IPP Non-CHP | 2 | 61 | 61 | 61 | 1 | 2006 | Vestas | V82 | 19 | 2 | 262 | 36-002502
54684 | Flat Rock Windpower, LLC | 56290 | Maple Ridge Wind Farm | NY | Lewis | 2 | OP | Onshore Wind Turbine | WT | IPP Non-CHP | 2 | 33 | 33 | 33 | 6 | 2006 | Vestas | V82 | 19 | 2 | 262 | 36-002698
54684 | Flat Rock Windpower, LLC | 56290 | Maple Ridge Wind Farm | NY | Lewis | 3 | OP | Onshore Wind Turbine | WT | IPP Non-CHP | 2 | 91 | 91 | 91 | 12 | 2006 | Vestas | V82 | 19 | 2 | 262 | 36-002714
54707 | Blue Canyon Windpower II LLC | 56335 | Blue Canyon Windpower II | OK | Comanche | EW2 | OP | Onshore Wind Turbine | WT | IPP Non-CHP | 2 | 151 | 151 | 151 | 12 | 2005 | Vestas | V80 | 16.1 | 2 | 262 | 3661
54709 | High Trail Wind Farm LLC | 56338 | High Trail Wind Farm LLC | IL | McLean | 1 | OP | Onshore Wind Turbine | WT | IPP Non-CHP | 2 | 198 | 198 | 198 | 3 | 2007 | Vestas | V82 1.65MW | 19 | 2 | 262 | 17-003706
54717 | FPL Energy Burleigh County Wind LLC | 56357 | FPL Energy Burleigh County Wind | ND | Burleigh | GE | OP | Onshore Wind Turbine | WT | IPP Non-CHP | 2 | 18 | 18 | 18 | 2 | 2006 | GE | GE 1.5 SLE | 19 | 2 | 262.5 | 38-020695
54717 | FPL Energy Burleigh County Wind LLC | 56357 | FPL Energy Burleigh County Wind | ND | Burleigh | GE15 | OP | Onshore Wind Turbine | WT | IPP Non-CHP | 2 | 31.5 | 31.5 | 31.5 | 12 | 2005 | GE | GE 1.5 SLE | 19 | 2 | 262.5 | 38-020696
54725 | CHI Operations Inc | 55561 | Tsar Nicholas LLC | MN | Lincoln | TN30 | OP | Onshore Wind Turbine | WT | IPP Non-CHP | 2 | 1.9 | 1.9 | 1.9 | 2 | 2001 | Vestas | V47 | 24 | 2 | 262
54725 | CHI Operations Inc | 55562 | Sun River LLC | MN | Lincoln | SU30 | OP | Onshore Wind Turbine | WT | IPP Non-CHP | 2 | 1.9 | 1.9 | 1.9 | 2 | 2001 | Vestas | V47 | 24 | 2 | 262
54725 | CHI Operations Inc | 55563 | Julia Hills LLC | MN | Lincoln | JH30 | OP | Onshore Wind Turbine | WT | IPP Non-CHP | 2 | 1.9 | 1.9 | 1.9 | 2 | 2001 | Vestas | V47 | 24 | 2 | 262
54725 | CHI Operations Inc | 55564 | Jessica Mills LLC | MN | Lincoln | JM30 | OP | Onshore Wind Turbine | WT | IPP Non-CHP | 2 | 1.9 | 1.9 | 1.9 | 2 | 2001 | Vestas | V47 | 24 | 2 | 262
54725 | CHI Operations Inc | 55565 | Jack River LLC | MN | Lincoln | JR30 | OP | Onshore Wind Turbine | WT | IPP Non-CHP | 2 | 1.9 | 1.9 | 1.9 | 2 | 2001 | Vestas | V47 | 24 | 2 | 262
54725 | CHI Operations Inc | 55566 | Autumn Hills LLC | MN | Lincoln | AH30 | OP | Onshore Wind Turbine | WT | IPP Non-CHP | 2 | 1.9 | 1.9 | 1.9 | 2 | 2001 | Vestas | V47 | 24 | 2 | 262
54725 | CHI Operations Inc | 55567 | Winters Spawn LLC | MN | Lincoln | WS30 | OP | Onshore Wind Turbine | WT | IPP Non-CHP | 2 | 1.9 | 1.9 | 1.9 | 1 | 2001 | Vestas | V47 | 24 | 2 | 262
54725 | CHI Operations Inc | 55568 | Twin Lake Hills LLC | MN | Lincoln | TL30 | OP | Onshore Wind Turbine | WT | IPP Non-CHP | 2 | 1.9 | 1.9 | 1.9 | 12 | 2000 | Vestas | V47 | 24 | 2 | 262
54725 | CHI Operations Inc | 55569 | Spartan Hills LLC | MN | Lincoln | SH30 | OP | Onshore Wind Turbine | WT | IPP Non-CHP | 2 | 1.9 | 1.9 | 1.9 | 1 | 2001 | Vestas | V47 | 24 | 2 | 262
54725 | CHI Operations Inc | 55570 | Soliloquoy Ridge LLC | MN | Lincoln | SR30 | OP | Onshore Wind Turbine | WT | IPP Non-CHP | 2 | 1.9 | 1.9 | 1.9 | 1 | 2001 | Vestas | V47 | 24 | 2 | 262
54725 | CHI Operations Inc | 55571 | Ruthton Ridge LLC | MN | Lincoln | RR30 | OP | Onshore Wind Turbine | WT | IPP Non-CHP | 2 | 1.9 | 1.9 | 1.9 | 1 | 2001 | Vestas | V47 | 24 | 2 | 262
54725 | CHI Operations Inc | 55572 | Hope Creek LLC | MN | Lincoln | HC30 | OP | Onshore Wind Turbine | WT | IPP Non-CHP | 2 | 1.9 | 1.9 | 1.9 | 1 | 2001 | Vestas | V47 | 24 | 2 | 262
54725 | CHI Operations Inc | 55573 | Hadley Ridge LLC | MN | Lincoln | HR30 | OP | Onshore Wind Turbine | WT | IPP Non-CHP | 2 | 1.9 | 1.9 | 1.9 | 12 | 2000 | Vestas | V47 | 24 | 2 | 262
54725 | CHI Operations Inc | 55574 | Florence Hills LLC | MN | Lincoln | FH30 | OP | Onshore Wind Turbine | WT | IPP Non-CHP | 2 | 1.9 | 1.9 | 1.9 | 1 | 2001 | Vestas | V47 | 24 | 2 | 262
54725 | CHI Operations Inc | 55576 | Agassiz Beach LLC | MN | Clay | AB30 | OP | Onshore Wind Turbine | WT | IPP Non-CHP | 2 | 1.9 | 1.9 | 1.9 | 2 | 2001 | Vestas | V47 | 24 | 2 | 262
54759 | Lone Star Wind Farm LLC | 56395 | Mesquite Wind Power LLC | TX | Shackelford | 1 | OP | Onshore Wind Turbine | WT | IPP Non-CHP | 2 | 200 | 200 | 200 | 11 | 2007 | Gamesa | G87 | 33 | 2 | 255 | 48-015973
54759 | Lone Star Wind Farm LLC | 56483 | Post Oak Wind LLC | TX | Shackelford | 1 | OP | Onshore Wind Turbine | WT | IPP Non-CHP | 2 | 200 | 200 | 200 | 3 | 2008 | Gamesa | V87 | 15 | 2 | 255 | 48-016909
54789 | AgriWind LLC | 56408 | Agriwind LLC | IL | BUREAU | AWND1 | OP | Onshore Wind Turbine | WT | IPP Non-CHP | 2 | 8.4 | 8.4 | 8.4 | 7 | 2007 | Suzlon | S-88 | 15.9 | 2 | 259.2 | 17-003832
54790 | Stahl Wind Energy LLC | 56409 | Stahl Wind Energy | MN | Pipestone | 1 | OP | Onshore Wind Turbine | WT | IPP Non-CHP | 2 | 1.7 | 1.7 | 1.7 | 12 | 2004 | Vestas | V82 | 18.6 | 1 | 240 | 27-002441
54791 | Carstensen Wind LLC | 56410 | Carstensen Wind | MN | PIPESTONE | 1 | OP | Onshore Wind Turbine | WT | IPP Non-CHP | 2 | 1.7 | 1.7 | 1.7 | 12 | 2004 | Vestas | V82 | 17.4 | 1 | 240 | 27-002440
54792 | Northern Lights Wind LLC | 56411 | Northern Lights Wind LLC | MN | PIPESTONE | 1 | OP | Onshore Wind Turbine | WT | IPP Non-CHP | 2 | 1.7 | 1.7 | 1.7 | 12 | 2004 | Vestas | V82 | 18.1 | 1 | 240 | 27-002441
54793 | Lucky Wind LLC | 56412 | Lucky Wind | MN | Pipestone | 1 | OP | Onshore Wind Turbine | WT | IPP Non-CHP | 2 | 1.7 | 1.7 | 1.7 | 12 | 2004 | Vestas | V82 | 17.6 | 1 | 240 | 27-002438
54794 | Greenback Energy LLC | 56413 | Greenback Energy | MN | Pipestone | 1 | OP | Onshore Wind Turbine | WT | IPP Non-CHP | 2 | 1.7 | 1.7 | 1.7 | 12 | 2004 | Vestas | V82 | 18.4 | 1 | 240 | 27-002442
54799 | FPL Energy Oliver County Wind II LLC | 56573 | FPL Energy Oliver Wind II LLC | ND | Oliver | 2 | OP | Onshore Wind Turbine | WT | IPP Non-CHP | 2 | 48 | 48 | 48 | 12 | 2007 | GE | GE 1.5-77M | 19 | 2 | 262.5 | 38-001171
54800 | Michigan Wind 1 LLC | 56416 | Michigan Wind 1 LLC | MI | Huron | 1 | OP | Onshore Wind Turbine | WT | IPP Non-CHP | 2 | 69 | 69 | 69 | 12 | 2008 | GE | 1.5 SLE | 15.7 | 2 | 262.5 | 26-020154
54819 | FPL Energy Mower County LLC | 56424 | Mower County Wind Energy Center | MN | Mower | 1 | OP | Onshore Wind Turbine | WT | IPP Non-CHP | 2 | 98.9 | 98.9 | 98.9 | 12 | 2006 | Siemens | Siemens 2.3 | 19 | 2 | 262.5 | 27-002344
54845 | Colorado & Santa Fe Energy Co | 56308 | Fossil Gulch | ID | Gooding | 1 | OP | Onshore Wind Turbine | WT | IPP Non-CHP | 2 | 10.5 | 10.5 | 10.5 | 2 | 2005 | GE | GE 1.5 sle | 22 | 3 | 262.4 | 16-000735
54870 | FPL Energy Red Canyon LLC | 56457 | Post Wind Farm LP | TX | Borden | 1 | OP | Onshore Wind Turbine | WT | IPP Non-CHP | 2 | 84 | 84 | 84 | 4 | 2006 | GE | GE 1.5 SLE | 19 | 2 | 262.5 | 48-030884
54904 | High Prairie Wind Farm II LLC | 56494 | Prairie Star Wind Farm | MN | Mower | HP2 | OP | Onshore Wind Turbine | WT | IPP Non-CHP | 2 | 100.6 | 100.6 | 100.6 | 12 | 2007 | Vestas | V82 | 16.4 | 2 | 265 | 27-020573
55397 | NRG Energy Inc | 56649 | South Trent Wind Farm | TX | Nolan | 1 | OP | Onshore Wind Turbine | WT | IPP Non-CHP | 2 | 101.2 | 101.2 | 101.2 | 1 | 2009 | Siemens | 44 | 20 | 2 | 240 | 25
55696 | FPL Energy Oliver County Wind | 56392 | FPL Energy Oliver Wind I LLC | ND | Oliver | 1 | OP | Onshore Wind Turbine | WT | IPP Non-CHP | 2 | 50.6 | 50.6 | 50.6 | 12 | 2006 | Siemens | 2.3 - 93 | 19 | 2 | 262.5 | 38-001088
55723 | Talen Renewable Energy | 57182 | PPL Frey Farm Landfill Wind | PA | Lancaster | 1 | OP | Onshore Wind Turbine | WT | IPP Non-CHP | 2 | 3.2 | 3.2 | 3.2 | 1 | 2011 | GE | 1.6 XLE | 12 | 2 | 262 | 42-020641
55728 | Bright Light Capital LLC | 55782 | Wilmont Hills LLC | MN | Nobles | WH01 | OP | Onshore Wind Turbine | WT | IPP Non-CHP | 2 | 1.5 | 1.5 | 1.5 | 12 | 2001 | NEG-Micon | NM72C/1500 | 19 | 2 | 230 | NA
55734 | Cow Branch | 56536 | Cow Branch Wind Power LLC | MO | Atchison | 1 | OP | Onshore Wind Turbine | WT | IPP Non-CHP | 2 | 50.4 | 50.4 | 50.4 | 4 | 2008 | Suzlon | S-88 | 17 | 2 | 259.2 | 29-020263
55735 | Conception | 56537 | CR Clearing LLC | MO | Nodaway | 1 | OP | Onshore Wind Turbine | WT | IPP Non-CHP | 2 | 50.4 | 50.4 | 50.4 | 4 | 2008 | Suzlon | S-88 | 16 | 2 | 259.2 | 29-020234
55736 | Loess Hills | 56538 | Loess Hills Wind Farm LLC | MO | Atchison | 1 | OP | Onshore Wind Turbine | WT | IPP Non-CHP | 2 | 5 | 5 | 5 | 2 | 2008 | Suzlon | S-64 | 13.2 | 2 | 241.1 | 29-020250
55737 | Wind Capital Holdings LLC | 56555 | Wind Capital Holdings LLC | MO | Gentry | 1 | OP | Onshore Wind Turbine | WT | IPP Non-CHP | 2 | 56.7 | 56.7 | 56.7 | 6 | 2007 | Suzlon | S-88 | 16 | 2 | 259.2 | 29-020293
55759 | H H Management LLC | 50533 | Painted Hills | CA | Riverside | WGNS | OP | Onshore Wind Turbine | WT | IPP Non-CHP | 2 | 19 | 19 | 19 | 11 | 1985 | Vestas | V-17 | 10 | 1 | 80 | N/A
55785 | FPL Peetz Table Wind Energy | 56563 | Peetz Table Wind Energy | CO | Logan | GE | OP | Onshore Wind Turbine | WT | IPP Non-CHP | 2 | 199.5 | 199.5 | 199.5 | 9 | 2007 | GE | SLE | 19 | 2 | 262.5 | 08-001524
55799 | FPL Energy Langdon Wind LLC | 56605 | Langdon Wind LLC | ND | Cavalier | GE15 | OP | Onshore Wind Turbine | WT | IPP Non-CHP | 2 | 159 | 159 | 159 | 12 | 2007 | GE | GE 1.5 SLE | 19 | 2 | 262.5 | 38-000135
55799 | FPL Energy Langdon Wind LLC | 56912 | Langdon Wind II LLC | ND | Cavalier | GE15 | OP | Onshore Wind Turbine | WT | IPP Non-CHP | 2 | 40.5 | 40.5 | 40.5 | 9 | 2008 | GE | GE 1.5 SLE | 19 | 2 | 262.5 | 38-000135
55832 | Cowell | 56577 | Shane's Wind Machine | MN | Pipestone | 1 | OP | Onshore Wind Turbine | WT | IPP Non-CHP | 2 | 1.3 | 1.3 | 1.3 | 7 | 2006 | Suzlon | S-88 | 16.8 | 2 | 259.2 | 27-002799
55833 | EXC Wind 6 | 56562 | EXC Wind 6 LLC | TX | Sherman | JDW6 | OP | Onshore Wind Turbine | WT | IPP Non-CHP | 2 | 10 | 10 | 10 | 1 | 2007 | Suzlon | S-64 | 20 | 2 | 241.1 | 48-016136
55834 | EXC Wind 5 | 56561 | EXC Wind 5 LLC | TX | Sherman | JDW5 | OP | Onshore Wind Turbine | WT | IPP Non-CHP | 2 | 10 | 10 | 10 | 11 | 2006 | Suzlon | S-64 | 20 | 2 | 241.1 | 48-01599
55835 | EXC Wind 4 | 56560 | EXC Wind 4 LLC | TX | Hansford | JDW4 | OP | Onshore Wind Turbine | WT | IPP Non-CHP | 2 | 79.8 | 79.8 | 79.8 | 1 | 2008 | Suzlon | S-64 | 19.1 | 2 | 259.2 | 48-016130
55836 | EXC Wind 3 | 56559 | EXC Wind 3 LLC | TX | Hansford | JDW3 | OP | Onshore Wind Turbine | WT | IPP Non-CHP | 2 | 10 | 10 | 10 | 2 | 2006 | Suzlon | S-64 | 19.1 | 2 | 241.1 | 48-015600
55837 | EXC Wind 2 | 56558 | EXC Wind 2 LLC | TX | Hansford | JDW2 | OP | Onshore Wind Turbine | WT | IPP Non-CHP | 2 | 10 | 10 | 10 | 2 | 2006 | Suzlon | S-64 | 19.1 | 2 | 241.1 | 48-015593
55838 | EXC Wind 1 | 56557 | EXC Wind 1 LLC | TX | Hansford | 1 | OP | Onshore Wind Turbine | WT | IPP Non-CHP | 2 | 10 | 10 | 10 | 2 | 2006 | Suzlon | S-64 | 19.1 | 2 | 241.1 | 48-015586
55847 | Snyder Wind Farm LLC | 56602 | Snyder Wind Farm | TX | Scurry | SNY1 | OP | Onshore Wind Turbine | WT | IPP Non-CHP | 2 | 63 | 63 | 63 | 12 | 2007 | Vestas | V90 | 24 | 2 | 328
55862 | Logan Wind Energy LLC | 56613 | Logan Wind Energy | CO | Logan | 1 | OP | Onshore Wind Turbine | WT | IPP Non-CHP | 2 | 201 | 201 | 201 | 10 | 2007 | GE | 1.5 SLE | 19 | 2 | 262.5 | 08-020042
55866 | Old Trail Wind Farm LLC | 56614 | Old Trail Wind Farm | IL | McLean | 2 | OP | Onshore Wind Turbine | WT | IPP Non-CHP | 2 | 198 | 198 | 198 | 12 | 2007 | Vestas | V82 1.65MW | 19 | 2 | 262 | 17-020165
55868 | Noble Wind Operations LLC | 56618 | Noble Clinton Windpark LLC | NY | Clinton | 1 | OP | Onshore Wind Turbine | WT | IPP Non-CHP | 2 | 100.5 | 100.5 | 100.5 | 5 | 2008 | GE | 1.5 SLE | 19 | 2 | 262 | 2006-AEA-1811-OE
55868 | Noble Wind Operations LLC | 56619 | Noble Ellenburg Windpark LLC | NY | Clinton | 1 | OP | Onshore Wind Turbine | WT | IPP Non-CHP | 2 | 81 | 81 | 81 | 5 | 2008 | GE | 1.5 SLE | 19 | 2 | 262 | 2006-AEA-1654-OE
55868 | Noble Wind Operations LLC | 56620 | Noble Bliss Windpark LLC | NY | Wyoming | 1 | OP | Onshore Wind Turbine | WT | IPP Non-CHP | 2 | 100.5 | 100.5 | 100.5 | 5 | 2008 | GE | 1.5 SLE | 19 | 2 | 262 | 2006-AEA-879-OE
55868 | Noble Wind Operations LLC | 56901 | Noble Altona Windpark LLC | NY | Clinton | 1 | OP | Onshore Wind Turbine | WT | IPP Non-CHP | 2 | 97.5 | 97.5 | 97.5 | 4 | 2009 | GE | 1.5 SLE | 19 | 2 | 262 | 2006-AEA-2023-OE
55868 | Noble Wind Operations LLC | 56902 | Noble Wethersfield Windpark LLC | NY | Wyoming | 1 | OP | Onshore Wind Turbine | WT | IPP Non-CHP | 2 | 126 | 126 | 126 | 4 | 2009 | GE | 1.5 SLE | 19 | 2 | 262 | 2007-AEA-1641-OE
55868 | Noble Wind Operations LLC | 56904 | Noble Chateaugay Windpark LLC | NY | Franklin | 1 | OP | Onshore Wind Turbine | WT | IPP Non-CHP | 2 | 106.5 | 106.5 | 106.5 | 4 | 2009 | GE | 1.5 SLE | 19 | 2 | 262 | 2007-AEA-1296-OE
55868 | Noble Wind Operations LLC | 56905 | Noble Great Plains Windpark LLC | TX | Hansford | 1 | OP | Onshore Wind Turbine | WT | IPP Non-CHP | 2 | 114 | 114 | 114 | 1 | 2009 | GE | 1.5 SLE | 19 | 2 | 262 | 2008-ASW-1785-OE
55873 | Harvest I | 56635 | Harvest Windfarm LLC | MI | Huron | 1 | OP | Onshore Wind Turbine | WT | IPP Non-CHP | 2 | 52.8 | 52.8 | 52.8 | 1 | 2008 | Vestas | V-82 | 15.6 | 2 | 262.5 | 26-003378
55880 | Telocaset Wind Power Partners | 56623 | Elkhorn Valley Wind Farm | OR | UNION | EH1 | OP | Onshore Wind Turbine | WT | IPP Non-CHP | 2 | 100.7 | 100.7 | 100.7 | 12 | 2007 | Vestas | V82 | 17 | 2 | 240 | 2006ANM402A-0E
55886 | Smoky Hills Wind Farm I LLC | 56488 | Smoky Hills Wind Project Phase I | KS | Lincoln | 1 | OP | Onshore Wind Turbine | WT | IPP Non-CHP | 2 | 100.8 | 100.8 | 100.8 | 1 | 2008 | Vestas | V80 | 24 | 2 | 328
55890 | Bennett Creek Windfarm LLC | 56637 | Bennett Creek Windfarm LLC | ID | Elmore | 1 | OP | Onshore Wind Turbine | WT | IPP Non-CHP | 2 | 21 | 21 | 21 | 7 | 2008 | Suzlon | S-88 | 14.7 | 2 | 259.2 | 16-020002
55891 | Hot Springs | 56636 | Hot Springs Windfarm LLC | ID | Elmore | 1 | OP | Onshore Wind Turbine | WT | IPP Non-CHP | 2 | 21 | 21 | 21 | 5 | 2008 | Suzlon | S-88 | 14.7 | 2 | 259.2 | 16-020012
55901 | Osceola Windpower LLC | 56645 | Osceola Windpower LLC | IA | Osceola | CL25 | OP | Onshore Wind Turbine | WT | IPP Non-CHP | 2 | 100 | 100 | 100 | 7 | 2008 | Clipper | Liberty C96 2.5 MW | 19 | 2 | 262.5 | 19-020069
55907 | White Creek Wind 1 LLC | 56487 | White Creek Wind Farm | WA | Klickitat | 1 | OP | Onshore Wind Turbine | WT | IPP Non-CHP | 2 | 204 | 204 | 204 | 11 | 2007 | Siemens | 2.3 MW Mk II 93 vs | 17.6 | 2 | 260 | 53-001650
55918 | Acciona Wind Energy USA LLC | 56665 | Dempsey Ridge Wind Farm | OK | Roger Mills | DR | OP | Onshore Wind Turbine | WT | IPP Non-CHP | 2 | 132 | 132 | 132 | 5 | 2012 | Gamesa | G90-2MW | 24.6 | 2 | 255.9 | 40-021050
55918 | Acciona Wind Energy USA LLC | 56669 | Tatanka Wind Power LLC | ND | Dickey | TW1 | OP | Onshore Wind Turbine | WT | IPP Non-CHP | 2 | 180 | 180 | 180 | 1 | 2008 | Acciona | AW77/1500 IEC IIA T | 18.8 | 2 | 262.5 | 38-022671
55918 | Acciona Wind Energy USA LLC | 56670 | Velva Windfarm LLC | ND | McHenry | VW1 | OP | Onshore Wind Turbine | WT | IPP Non-CHP | 2 | 11.9 | 11.9 | 11.9 | 12 | 2005 | Vestas | V47 - 660 kW 60 Hz | 22.4 | 2 | 215 | 38-001011
55918 | Acciona Wind Energy USA LLC | 56804 | Red Hills Wind Project LLC | OK | Roger Mills | RH | OP | Onshore Wind Turbine | WT | IPP Non-CHP | 2 | 123 | 123 | 123 | 12 | 2008 | Acciona | AW77/1500 IEC IIA T 80, 60 HZ | 19 | 2 | 262.5 | 40-020180
55918 | Acciona Wind Energy USA LLC | 56805 | EcoGrove Wind LLC | IL | Stephenson | 1 | OP | Onshore Wind Turbine | WT | IPP Non-CHP | 2 | 100.5 | 100.5 | 100.5 | 7 | 2009 | Acciona | AW82/1500 IEC IIIA T 80, 60 HZ LT | 23.5 | 3 | 262.5 | 17-020241
55922 | Whirlwind Energy LLC | 56673 | Whirlwind Energy Center | TX | Floyd | WEC | OP | Onshore Wind Turbine | WT | IPP Non-CHP | 2 | 59.8 | 57 | 57 | 12 | 2007 | Siemens | SWT-2.3-93 | 20.5 | 1 | 262 | 48-020866
55928 | Coram Tehachapi LP | 54750 | Coram Tehachapi | CA | Kern | VW1 | OP | Onshore Wind Turbine | WT | IPP Non-CHP | 2 | 6.9 | 6.9 | 6.9 | 9 | 1992 | Vestas | V27 | 17.6 | 1 | 140 | NA
55931 | Orion Energy Group LLC | 56640 | Camp Grove Wind Farm | IL | STARK | 1 | OP | Onshore Wind Turbine | WT | IPP Non-CHP | 2 | 150 | 150 | 150 | 12 | 2007 | GE | sle | 0 | 2 | 262 | 17-020036
55931 | Orion Energy Group LLC | 56679 | Benton County Wind Farm | IN | Benton | 1 | OP | Onshore Wind Turbine | WT | IPP Non-CHP | 2 | 130.5 | 130.5 | 130.5 | 5 | 2008 | GE | sle | 17.6 | 2 | 262 | 18-020309
55958 | Capricorn Ridge Wind LLC | 56763 | Capricorn Ridge Wind LLC | TX | Sterling | 1 | OP | Onshore Wind Turbine | WT | IPP Non-CHP | 2 | 149.5 | 149.5 | 149.5 | 11 | 2007 | GE | GE 1.5 SLE | 19 | 2 | 262.5 | 48-020370
55958 | Capricorn Ridge Wind LLC | 56763 | Capricorn Ridge Wind LLC | TX | Sterling | 2 | OP | Onshore Wind Turbine | WT | IPP Non-CHP | 2 | 214.5 | 214.5 | 214.5 | 11 | 2007 | Siemens | Siemens 2.3 | 19 | 2 | 262.5 | 48-023310
55958 | Capricorn Ridge Wind LLC | 56763 | Capricorn Ridge Wind LLC | TX | Sterling | 3 | OP | Onshore Wind Turbine | WT | IPP Non-CHP | 2 | 186 | 186 | 186 | 4 | 2008 | GE | GE 1.5 SLE | 19 | 2 | 262.5 | 48-023066
55958 | Capricorn Ridge Wind LLC | 56763 | Capricorn Ridge Wind LLC | TX | Sterling | 4 | OP | Onshore Wind Turbine | WT | IPP Non-CHP | 2 | 112.5 | 112.5 | 112.5 | 5 | 2008 | GE | GE 1.5 SLE | 19 | 2 | 262.5 | 48-016165
55963 | AE Power Services LLC | 50553 | Edom Hills Project 1 LLC | CA | Riverside | 1 | OP | Onshore Wind Turbine | WT | IPP Non-CHP | 2 | 20 | 20 | 20 | 9 | 2008 | Clipper | C93 | 19 | 2 | 262 | 06-021363
55963 | AE Power Services LLC | 56771 | Silver Star I Wind Power Project | TX | Erath | 1 | OP | Onshore Wind Turbine | WT | IPP Non-CHP | 2 | 60 | 60 | 60 | 9 | 2008 | Clipper | C96 | 19 | 2 | 262 | 48-021835
55963 | AE Power Services LLC | 56777 | Fowler Ridge Wind Farm LLC | IN | Benton | FIA | OP | Onshore Wind Turbine | WT | IPP Non-CHP | 2 | 201.3 | 201.3 | 201.3 | 3 | 2009 | Vestas | V82 | 19 | 2 | 262 | 18-020161
55963 | AE Power Services LLC | 56777 | Fowler Ridge Wind Farm LLC | IN | Benton | FIB | OP | Onshore Wind Turbine | WT | IPP Non-CHP | 2 | 100 | 100 | 100 | 3 | 2009 | Clipper | C96 | 19 | 2 | 262 | 18-020161
55963 | AE Power Services LLC | 56777 | Fowler Ridge Wind Farm LLC | IN | Benton | FII | OP | Onshore Wind Turbine | WT | IPP Non-CHP | 2 | 200 | 200 | 200 | 12 | 2009 | GE | 1.5sle | 19 | 2 | 262 | 18-020670
55963 | AE Power Services LLC | 56777 | Fowler Ridge Wind Farm LLC | IN | Benton | FIII | OP | Onshore Wind Turbine | WT | IPP Non-CHP | 2 | 99 | 99 | 99 | 2 | 2009 | Vestas | V82 | 19 | 2 | 262 | 18-020149
55963 | AE Power Services LLC | 56779 | Sherbino I Wind Farm | TX | Pecos | 1 | OP | Onshore Wind Turbine | WT | IPP Non-CHP | 2 | 150 | 150 | 150 | 10 | 2008 | Vestas | V90 | 19 | 2 | 262 | 48-021297
55963 | AE Power Services LLC | 56879 | Flat Ridge Wind Energy LLC | KS | Barber | 1 | OP | Onshore Wind Turbine | WT | IPP Non-CHP | 2 | 50 | 50 | 50 | 3 | 2009 | Clipper | C96 | 19 | 2 | 262 | 20-024493
55963 | AE Power Services LLC | 57045 | Rolling Thunder Wind Farm | SD | Hand | 1 | OP | Onshore Wind Turbine | WT | IPP Non-CHP | 2 | 25 | 25 | 25 | 11 | 2009 | Clipper | C89 | 22.4 | 1 | 262 | 46-020438
55963 | AE Power Services LLC | 57210 | Cedar Creek II | CO | Weld | 1 | OP | Onshore Wind Turbine | WT | IPP Non-CHP | 2 | 250.8 | 250.8 | 250.8 | 3 | 2011 | GE | 1.6sle | 19 | 2 | 262 | 08-020528
55963 | AE Power Services LLC | 57211 | Goshen Phase II | ID | Bonneville | 1 | OP | Onshore Wind Turbine | WT | IPP Non-CHP | 2 | 124.5 | 124.5 | 124.5 | 9 | 2010 | GE | 1.5-82.5 | 19 | 2 | 262 | 16-020137
55963 | AE Power Services LLC | 57415 | Sherbino II | TX | Pecos | 1 | OP | Onshore Wind Turbine | WT | IPP Non-CHP | 2 | 147.5 | 147.5 | 147.5 | 11 | 2011 | Clipper | C96 | 19 | 2 | 262 | 48-025877
55963 | AE Power Services LLC | 57520 | Trinity Hills | TX | Young | 1 | OP | Onshore Wind Turbine | WT | IPP Non-CHP | 2 | 225 | 225 | 225 | 12 | 2011 | Clipper | C96 | 19 | 2 | 262 | 48-025861
55963 | AE Power Services LLC | 57769 | Mehoopany Wind Energy LLC | PA | Wyoming | 1 | OP | Onshore Wind Turbine | WT | IPP Non-CHP | 2 | 141 | 142.6 | 142.6 | 12 | 2012 | GE | 1.6-82.5 | 19 | 2 | 328 | 42-025336
55963 | AE Power Services LLC | 57787 | Flat Ridge 2 Wind Energy LLC | KS | Harper | 1 | OP | Onshore Wind Turbine | WT | IPP Non-CHP | 2 | 470.2 | 470.4 | 470.4 | 10 | 2012 | GE | 1.6-100 | 16.8 | 3 | 262 | 20-024493
55981 | Elbow Creek Wind Project LLC | 56783 | Elbow Creek Wind Project LLC | TX | Howard | 1 | OP | Onshore Wind Turbine | WT | IPP Non-CHP | 2 | 121.9 | 121.9 | 121.9 | 12 | 2008 | Siemens | SWT 2.3.93 | 28 | 1 | 240 | 2008-ASW-794-OE
55990 | Cloud County Windfarm, LLC | 56784 | Cloud County Wind Farm | KS | Cloud | 1 | OP | Onshore Wind Turbine | WT | IPP Non-CHP | 2 | 105 | 105 | 105 | 12 | 2008 | Vestas | V90 MK 8 | 18.3 | 2 | 262 | 20-020012
55990 | Cloud County Windfarm, LLC | 56784 | Cloud County Wind Farm | KS | Cloud | 2 | OP | Onshore Wind Turbine | WT | IPP Non-CHP | 2 | 96 | 96 | 96 | 12 | 2008 | Vestas | V90 MK 8 | 17.6 | 2 | 262 | 20-020016
55992 | Pioneer Prairie Wind Farm I, LLC | 56797 | Pioneer Prairie Wind Farm | IA | Mitchell | 1 | OP | Onshore Wind Turbine | WT | IPP Non-CHP | 2 | 300 | 300 | 300 | 10 | 2008 | Vestas | V82 | 15.8 | 2 | 265 | 19-021198
56030 | TransCanada Maine Wind Development Inc | 56829 | Kibby Wind Power Project | ME | Franklin | 1 | OP | Onshore Wind Turbine | WT | IPP Non-CHP | 2 | 66 | 66 | 66 | 10 | 2009 | Vestas | V90 3MW | 22.4 | 1 | 262 | n/a
56030 | TransCanada Maine Wind Development Inc | 56829 | Kibby Wind Power Project | ME | Franklin | 2 | OP | Onshore Wind Turbine | WT | IPP Non-CHP | 2 | 66 | 66 | 66 | 10 | 2010 | Vestas | V90 3 MW | 22.4 | 1 | 262 | n/a
56033 | Hackberry Wind LLC | 56823 | Hackberry Wind Farm | TX | Shackelford | HWFG1 | OP | Onshore Wind Turbine | WT | IPP Non-CHP | 2 | 165.6 | 162.3 | 162.3 | 12 | 2008 | Siemens | SWT-2.3-93 | 19.6 | 1 | 262 | 48-023156
56041 | EXC Wind 7 | 56839 | EXC Wind 7 LLC | TX | Moore | 1 | OP | Onshore Wind Turbine | WT | IPP Non-CHP | 2 | 10 | 10 | 10 | 4 | 2008 | Suzlon | S-64 | 18.1 | 2 | 241.1 | 48-020302
56042 | EXC Wind 8 | 56838 | EXC Wind 8 LLC | TX | Moore | 1 | OP | Onshore Wind Turbine | WT | IPP Non-CHP | 2 | 10 | 10 | 10 | 4 | 2008 | Suzlon | S-64 | 18.1 | 2 | 241.1 | 48-020289
56043 | EXC Wind 9 | 56837 | EXC Wind 9 LLC | TX | Moore | 1 | OP | Onshore Wind Turbine | WT | IPP Non-CHP | 2 | 10 | 10 | 10 | 4 | 2008 | Suzlon | S-64 | 18.1 | 2 | 241.1 | 48-020294
56044 | EXC Wind 10 | 56836 | EXC Wind 10 LLC | TX | Moore | 1 | OP | Onshore Wind Turbine | WT | IPP Non-CHP | 2 | 10 | 10 | 10 | 5 | 2008 | Suzlon | S-64 | 18.1 | 2 | 241.1 | 48-020681
56045 | EXC Wind 11 | 56835 | EXC Wind 11 LLC | TX | Moore | 1 | OP | Onshore Wind Turbine | WT | IPP Non-CHP | 2 | 10 | 10 | 10 | 5 | 2008 | Suzlon | S-64 | 18.1 | 2 | 241.1 | 48-020675
56046 | High Plains | 56834 | High Plains Wind Power LLC | TX | Carson | 1 | OP | Onshore Wind Turbine | WT | IPP Non-CHP | 2 | 10 | 10 | 10 | 4 | 2008 | Suzlon | S-64 | 19.7 | 2 | 241.1 | 48-020928
56071 | Sagebrush Power Partners, LLC | 56858 | Sagebrush Power Partners | WA | Kittitas | GEN1 | OP | Onshore Wind Turbine | WT | IPP Non-CHP | 2 | 100.7 | 100.7 | 100.7 | 11 | 2010 | Suzlon | S-88 | 17 | 2 | 246 | 53-020996
56072 | Marble River, LLC | 56857 | Marble River Wind Farm | NY | Clinton | GEN1 | OP | Onshore Wind Turbine | WT | IPP Non-CHP | 2 | 215 | 215 | 215 | 11 | 2012 | Vestas | V112 3.0 | 19 | 2 | 308 | 36-025629
56073 | Wheat Field Wind Power Project LLC | 56854 | Wheat Field Wind Power Project | OR | Gilliam | GEN1 | OP | Onshore Wind Turbine | WT | IPP Non-CHP | 2 | 97 | 96.6 | 96.6 | 2 | 2009 | Suzlon | S88 | 19 | 2 | 262.5 | 41-020268
56074 | Arlington Wind Power Project LLC | 56855 | Arlington Wind Power Project | OR | Gilliam | GEN1 | OP | Onshore Wind Turbine | WT | IPP Non-CHP | 2 | 103 | 102.9 | 102.9 | 12 | 2008 | Suzlon | S88 | 19 | 2 | 262.5 | 41-020224
56075 | Rail Splitter Wind Farm LLC | 56856 | Rail Splitter Wind Farm | IL | Tazewell | GEN1 | OP | Onshore Wind Turbine | WT | IPP Non-CHP | 2 | 100.5 | 100.5 | 100.5 | 8 | 2009 | GE | GE 1.5 SLE | 19 | 2 | 262 | 55
56119 | FPL Energy Story Wind LLC | 56924 | FPL Energy Story Wind LLC | IA | Story | GE15 | OP | Onshore Wind Turbine | WT | IPP Non-CHP | 2 | 150 | 150 | 150 | 12 | 2008 | GE | GE1.5 SLE | 19 | 2 | 262.5 | 19-021016
56121 | Osceola Windpower II | 56913 | Osceola Windpower II | IA | Osceola | CL25 | OP | Onshore Wind Turbine | WT | IPP Non-CHP | 2 | 50 | 50 | 50 | 9 | 2008 | Clipper | Liberty C96 2.5 MW | 19 | 2 | 262.5 | 19-020683
56122 | FPL Energy Ashtabula Wind LLC | 56919 | FPL Energy Ashtabula Wind LLC | ND | Barnes | GE15 | OP | Onshore Wind Turbine | WT | IPP Non-CHP | 2 | 148.5 | 148.5 | 148.5 | 12 | 2008 | GE | GE 1.5 SLE | 19 | 2 | 262.5 | 38-020657
56123 | FPL Energy Crystal Lake Wind LLC | 56923 | FPL Energy Crystal Lake Wind LLC | IA | Hancock | GE15 | OP | Onshore Wind Turbine | WT | IPP Non-CHP | 2 | 150 | 150 | 150 | 12 | 2008 | GE | GE 1.5 SLE | 19 | 2 | 262.5 | 19-021035
56124 | FPL Energy Crystal Lake Wind II LLC | 56925 | FPL Energy Crystal Lake Wind II LLC | IA | Hancock | CL25 | OP | Onshore Wind Turbine | WT | IPP Non-CHP | 2 | 200 | 200 | 200 | 1 | 2009 | Clipper | Clipper Liberty | 19 | 2 | 262.5 | 19-020395
56146 | Black Hills/Colorado Elec.Util | 57980 | Busch Ranch Wind Energy Farm | CO | Huerfano | WTG | OP | Onshore Wind Turbine | WT | Electric Utility | 1 | 29 | 11 | 11 | 10 | 2012 | Vestas | V100 | 22 | 2 | 263 | 08-021025
56157 | Cassia Gulch | 56935 | Cassia Gulch Wind Park LLC | ID | Twin Falls | 1 | OP | Onshore Wind Turbine | WT | IPP Non-CHP | 2 | 18.9 | 18.9 | 18.9 | 3 | 2009 | Suzlon | S-88 | 15.4 | 2 | 259.2 | 16-020061
56158 | Cassia Wind | 56934 | Cassia Wind Farm LLC | ID | Twin Falls | 1 | OP | Onshore Wind Turbine | WT | IPP Non-CHP | 2 | 10.5 | 10.5 | 10.5 | 3 | 2009 | Suzlon | S-88 | 15.4 | 2 | 259.2 | 16-020042
56159 | Threemile Canyon Wind I | 56933 | Threemile Canyon Wind I LLC | OR | Morrow | 1 | OP | Onshore Wind Turbine | WT | IPP Non-CHP | 2 | 9.9 | 9.9 | 9.9 | 7 | 2009 | Vestas | V-82 | 15.1 | 2 | 262.5 | 41-020290
56215 | E ON Climate Renewables N America LLC | 56394 | Forest Creek Wind Farm LLC | TX | Glasscock | 1 | OP | Onshore Wind Turbine | WT | IPP Non-CHP | 2 | 124.2 | 124.2 | 124.2 | 12 | 2006 | Siemens | MK II | 18.6 | 2 | 262.5 | 48-016191
56215 | E ON Climate Renewables N America LLC | 56479 | Sand Bluff Wind Farm | TX | Glasscock | 2 | OP | Onshore Wind Turbine | WT | IPP Non-CHP | 2 | 90 | 90 | 90 | 1 | 2007 | Gamesa | G87 | 18.6 | 2 | 255.9 | 48-016267
56215 | E ON Climate Renewables N America LLC | 56592 | Champion Wind Farm LLC | TX | Nolan | CH1 | OP | Onshore Wind Turbine | WT | IPP Non-CHP | 2 | 126.5 | 126.5 | 126.5 | 2 | 2008 | Siemens | SWT | 18.6 | 2 | 262.5 | 48-017247
56215 | E ON Climate Renewables N America LLC | 56593 | Roscoe Wind Farm LLC | TX | Nolan | RO1 | OP | Onshore Wind Turbine | WT | IPP Non-CHP | 2 | 209 | 209 | 209 | 2 | 2008 | Mitsubishi | 1000A | 18.3 | 2 | 226.4 | 48-017143
56215 | E ON Climate Renewables N America LLC | 56594 | Munnsville Wind Farm LLC | NY | Madison | MU1 | OP | Onshore Wind Turbine | WT | IPP Non-CHP | 2 | 34.5 | 34.5 | 34.5 | 10 | 2007 | GE | 1.5 SLE | 15.9 | 2 | 262.5 | 36-002781
56215 | E ON Climate Renewables N America LLC | 56920 | EC&R Panther Creek Wind Farm I | TX | Howard | 1 | OP | Onshore Wind Turbine | WT | IPP Non-CHP | 2 | 142.5 | 142.5 | 142.5 | 7 | 2008 | GE | 1.5 SLE | 18.8 | 2 | 262.5 | 48-020933
56215 | E ON Climate Renewables N America LLC | 56921 | EC&R Panther Creek Wind Farm II | TX | Glasscock | 1 | OP | Onshore Wind Turbine | WT | IPP Non-CHP | 2 | 115.5 | 115.5 | 115.5 | 12 | 2008 | GE | 1.5 SLE | 18.1 | 2 | 262.5 | 48-023867
56215 | E ON Climate Renewables N America LLC | 56979 | EC&R Panther Creek Wind Farm III | TX | Sterling | 1 | OP | Onshore Wind Turbine | WT | IPP Non-CHP | 2 | 199.5 | 199.5 | 199.5 | 8 | 2009 | GE | 1.5 SLE | 18.1 | 2 | 262.5 | 48-023086
56215 | E ON Climate Renewables N America LLC | 56980 | Stony Creek Wind Farm LLC | PA | Somerset | 1 | OP | Onshore Wind Turbine | WT | IPP Non-CHP | 2 | 52.5 | 52.5 | 52.5 | 11 | 2009 | GE | 1.5 ESS | 17.4 | 2 | 262.5 | 42-020530
56215 | E ON Climate Renewables N America LLC | 56981 | Pyron Wind Farm LLC | TX | Fisher | 1 | OP | Onshore Wind Turbine | WT | IPP Non-CHP | 2 | 249 | 249 | 249 | 2 | 2009 | GE | 1.5 ESS | 18.8 | 2 | 262.5 | 48-021551
56215 | E ON Climate Renewables N America LLC | 56983 | EC&R Papalote Creek I LLC | TX | San Patricio | 1 | OP | Onshore Wind Turbine | WT | IPP Non-CHP | 2 | 180 | 180 | 180 | 9 | 2009 | Vestas | V82 | 17.4 | 2 | 262.5 | 48-023509
56215 | E ON Climate Renewables N America LLC | 56984 | Inadale Wind Farm LLC | TX | Nolan | 1 | OP | Onshore Wind Turbine | WT | IPP Non-CHP | 2 | 197 | 197 | 197 | 9 | 2009 | Mitsubishi | 1000 A | 18.1 | 2 | 226.4 | 48-023865
56215 | E ON Climate Renewables N America LLC | 57212 | EC&R Papalote Creek II LLC | TX | San Patricio | 1 | OP | Onshore Wind Turbine | WT | IPP Non-CHP | 2 | 200.1 | 200.1 | 201 | 12 | 2010 | Siemens | SWT-2.3-101 | 16.8 | 2 | 262.5 | 48-024354
56215 | E ON Climate Renewables N America LLC | 57493 | Settlers Trail Wind Farm LLC | IL | Iroquois | STWF | OP | Onshore Wind Turbine | WT | IPP Non-CHP | 2 | 150.4 | 150.4 | 150.4 | 10 | 2011 | GE | 1.6 XLE | 16.6 | 2 | 262.5 | 17-021646
56215 | E ON Climate Renewables N America LLC | 57675 | Pioneer Trail Wind Farm, LLC | IL | Iroquois | PTWF | OP | Onshore Wind Turbine | WT | IPP Non-CHP | 2 | 150.4 | 150.4 | 150.4 | 12 | 2011 | GE | 1.6 XLE | 17.4 | 2 | 262.5 | 17-021855
56215 | E ON Climate Renewables N America LLC | 57802 | Magic Valley Wind Farm I LLC | TX | Willacy | MV1 | OP | Onshore Wind Turbine | WT | IPP Non-CHP | 2 | 203 | 203 | 203 | 9 | 2012 | Vestas | V100 1.8 VCSS | 16.6 | 3 | 262.5 | 48-026439
56215 | E ON Climate Renewables N America LLC | 57862 | Wildcat Wind Farm I, LLC | IN | Tipton | 1 | OP | Onshore Wind Turbine | WT | IPP Non-CHP | 2 | 200 | 200 | 200 | 12 | 2012 | GE | 1.6 XLE | 16.1 | 3 | 328 | 18-026611
56215 | E ON Climate Renewables N America LLC | 58000 | Anacacho Wind Farm, LLC | TX | Kinney | ANA | OP | Onshore Wind Turbine | WT | IPP Non-CHP | 2 | 99.8 | 99.8 | 99.8 | 12 | 2012 | Vestas | V100 1.8 VCSS | 17 | 3 | 262.5 | 48-027069
56215 | E ON Climate Renewables N America LLC | 58596 | Grandview Wind Farm, LLC | TX | Carson | GRVWI | OP | Onshore Wind Turbine | WT | IPP Non-CHP | 2 | 200.6 | 200.6 | 200.6 | 12 | 2014 | GE | GE 1.7-100 | 20.3 | 1 | 262.5 | 2013-WTW-13255-OE
56222 | Bull Creek Wind LLC | 56956 | Bull Creek Wind | TX | Borden | 001 | OP | Onshore Wind Turbine | WT | IPP Non-CHP | 2 | 180 | 180 | 180 | 12 | 2008 | Mitsubishi | MWT62/1.0 | 19 | 2 | 226 | 48-022607
56246 | Greensburg | 57118 | Greensburg Wind Farm LLC | KS | Kiowa | GEN 1 | OP | Onshore Wind Turbine | WT | IPP Non-CHP | 2 | 12.5 | 12.5 | 12.5 | 2 | 2010 | Suzlon | S-64 | 18.9 | 2 | 239.5 | 20-020374
56271 | Duke Energy DEGS Happy Jack | 56960 | Happy Jack Windpower Project | WY | Laramie | HJW01 | OP | Onshore Wind Turbine | WT | IPP Non-CHP | 2 | 29.4 | 29.4 | 29.4 | 8 | 2008 | Suzlon | S88 | 8 | 2 | 272 | 56-020114
56272 | Duke Energy DEGS Notrees | 56961 | Notrees Windpower | TX | Ector | GE | OP | Onshore Wind Turbine | WT | IPP Non-CHP | 2 | 60 | 60 | 60 | 4 | 2009 | GE | 1.5 SLE | 6.5 | 2 | 272 | 48-021460
56272 | Duke Energy DEGS Notrees | 56961 | Notrees Windpower | TX | Ector | VESTA | OP | Onshore Wind Turbine | WT | IPP Non-CHP | 2 | 92.5 | 92.5 | 92.5 | 4 | 2009 | Vestas | V87 | 6.5 | 2 | 272 | 48-021460
56273 | Duke Energy DEGS Ocotillo | 56959 | Ocotillo Windpower | TX | Howard | OWF | OP | Onshore Wind Turbine | WT | IPP Non-CHP | 2 | 58.8 | 58.8 | 58.8 | 9 | 2008 | Suzlon | S88 | 7.5 | 2 | 272 | 48-021105
56285 | Smoky Hills Wind Project II LLC | 56985 | Smoky Hills Wind Project Phase II | KS | Lincoln | SMKII | OP | Onshore Wind Turbine | WT | IPP Non-CHP | 2 | 148.5 | 148.5 | 148.5 | 11 | 2008 | GE | 1.5 | 24 | 2 | 328
56344 | Allete Clean Energy | 57044 | Armenia Mountain Wind Farm | PA | Tioga | 1 | OP | Onshore Wind Turbine | WT | IPP Non-CHP | 2 | 100.5 | 100.5 | 100.5 | 12 | 2009 | GE | GE-1.5 | 22.3 | 1 | 201 | 2008-WTE-4518-OE
56365 | NaturEner Glacier Wind Energy 1 LLC | 57049 | NaturEner Glacier Wind Energy 1 | MT | Toole | NGW1 | OP | Onshore Wind Turbine | WT | IPP Non-CHP | 2 | 106.5 | 104.2 | 104.2 | 10 | 2008 | Acciona | Acciona 1.5 MW | 17 | 2 | 262 | 30-020098
56366 | NaturEner Glacier Wind Energy 2 LLC | 57050 | NaturEner Glacier Wind Energy 2 | MT | Toole | NGW2 | OP | Onshore Wind Turbine | WT | IPP Non-CHP | 2 | 103.5 | 100 | 100 | 11 | 2009 | Acciona | AW 1.5 | 17 | 2 | 264 | 30-020176
56377 | Duke Energy DEGS Silver Sage Wndpwr LLC | 57091 | Silver Sage Windpower | WY | Laramie | SSW01 | OP | Onshore Wind Turbine | WT | IPP Non-CHP | 2 | 42 | 42 | 42 | 10 | 2009 | Suzlon | S88 | 12 | 2 | 272 | 56-020233
56378 | Duke Energy DEGS Campbell Hill | 57090 | Campbell Hill Windpower | WY | Converse | CHWF | OP | Onshore Wind Turbine | WT | IPP Non-CHP | 2 | 99 | 99 | 99 | 12 | 2009 | GE | 1.5 SLE/ESS | 10 | 2 | 272 | 56-020426
56385 | Duke Energy DEGS North Allegheny | 56651 | North Allegheny Windpower Project | PA | Blair | 1 | OP | Onshore Wind Turbine | WT | IPP Non-CHP | 2 | 70 | 70 | 70 | 9 | 2009 | Gamesa | G87-2.0 | 8 | 2 | 272 | 42-025301
56394 | Chevron USA | 57093 | Casper Wind Farm | WY | Natrona | CWGT | OP | Onshore Wind Turbine | WT | IPP Non-CHP | 2 | 17 | 17 | 17 | 12 | 2009 | GE | 1.5 SLE-ESS Wind Turbines | 31 | 2 | 262.5 | N/A
56409 | Milford Wind Corridor Stage II LLC | 57107 | Milford Wind Corridor Stage II LLC | UT | Beaver | 1 | OP | Onshore Wind Turbine | WT | IPP Non-CHP | 2 | 102 | 102 | 102 | 5 | 2011 | GE | GE 1.5 SLE | 19 | 2 | 262 | 49-020234
56410 | Mesalands Community College | 57106 | Mesalands Comm College Wind Turbine | NM | QUAY | 1 | OP | Onshore Wind Turbine | WT | Commercial Non-CHP | 4 | 1.5 | 1.5 | 1.5 | 12 | 2008 | GE | 1.5 MW ESS | 15 | 3 | 262 | 35-020057
56414 | Ashtabula Wind II LLC | 57121 | Ashtabula Wind II LLC | ND | Steele | 1 | OP | Onshore Wind Turbine | WT | IPP Non-CHP | 2 | 120 | 120 | 120 | 10 | 2009 | GE | GE 1.5 XLE | 16.8 | 3 | 262.5 | 38-020642
56415 | Wilton Wind II LLC | 57120 | Wilton Wind II LLC | ND | Burleigh | 1 | OP | Onshore Wind Turbine | WT | IPP Non-CHP | 2 | 49.5 | 49.5 | 49.5 | 11 | 2009 | GE | GE 1.5 XLE | 16.8 | 3 | 262.5 | 38-000781
56416 | Blue Canyon Windpower V LLC | 57108 | Blue Canyon Windpower V LLC | OK | Caddo | GEN 1 | OP | Onshore Wind Turbine | WT | IPP Non-CHP | 2 | 99 | 99 | 99 | 10 | 2009 | GE | SLE 1.5 ESS | 17.7 | 2 | 262 | 1742
56417 | Meadow Lake Wind Farm LLC | 57109 | Meadow Lake Wind Farm LLC | IN | White | GEN 1 | OP | Onshore Wind Turbine | WT | IPP Non-CHP | 2 | 199.7 | 199.7 | 199.7 | 10 | 2009 | Vestas | V82 1.65 MW | 19 | 2 | 262 | 2009-WTE-808-0E
56418 | Blackstone Wind Farm LLC | 57110 | Blackstone Wind Farm LLC | IL | Livingston | GEN 1 | OP | Onshore Wind Turbine | WT | IPP Non-CHP | 2 | 102 | 102 | 102 | 10 | 2009 | GE | 1.5 SLE | 19 | 2 | 262 | 2009-WTE-4321-OE
56419 | Lost Lakes Wind Farm LLC | 57111 | Lost Lakes Wind Farm LLC | IA | Dickinson | GEN 1 | OP | Onshore Wind Turbine | WT | IPP Non-CHP | 2 | 100 | 100 | 100 | 12 | 2009 | Vestas | V-82 | 19 | 2 | 262 | 19-021589
56420 | Meadow Lake Wind Farm II LLC | 57112 | Meadow Lake Wind Farm II LLC | IN | White | GEN1 | OP | Onshore Wind Turbine | WT | IPP Non-CHP | 2 | 99 | 99 | 99 | 8 | 2010 | Acciona | AW82 1.5MW | 17 | 3 | 262 | 18-020799
56421 | Blackstone Wind Farm II LLC | 57113 | Blackstone Wind Farm II LLC | IL | Livingston | GEN 1 | OP | Onshore Wind Turbine | WT | IPP Non-CHP | 2 | 200 | 200 | 200 | 8 | 2010 | GE | 1.5 SLE | 19 | 2 | 262 | 17-021265
56423 | Meadow Lake Wind Farm III LLC | 57115 | Meadow Lake Wind Farm III LLC | IN | White | GEN 1 | OP | Onshore Wind Turbine | WT | IPP Non-CHP | 2 | 103.5 | 103.5 | 103.5 | 9 | 2010 | GE | GE SLE 1.5 | 19 | 2 | 262 | 2009-WTE-13061-0E
56437 | Heritage Stoney Corners Wind Farm I LLC | 57131 | Stoney Corners Wind Farm | MI | Missaukee | SCWF1 | OP | Onshore Wind Turbine | WT | IPP Non-CHP | 2 | 60 | 59 | 59 | 12 | 2009 | Senvion | MM92 | 15.2 | 2 | 320 | 26-020686
56439 | Beaver Ridge Wind LLC | 57130 | Beaver Ridge Wind | ME | Waldo | BR1 | OP | Onshore Wind Turbine | WT | IPP Non-CHP | 2 | 4.5 | 4.5 | 4.5 | 11 | 2008 | GE | 1.5sle | 19 | 2 | 262 | 2014WTE3457
56475 | Tuana Springs Energy LLC | 57136 | Tuana Springs | ID | Gooding | 1 | OP | Onshore Wind Turbine | WT | IPP Non-CHP | 2 | 16.8 | 16.8 | 16.8 | 5 | 2010 | Suzlon | S-88 | 15.4 | 2 | 259.2 | 16-020079
56482 | Gamesa Wind US | 692 | Medicine Bow | WY | Carbon | 10 | OP | Onshore Wind Turbine | WT | Electric Utility | 1 | 0.7 | 0.7 | 0.7 | 7 | 2000 | Vestas | V47 | 15 | 2 | 164 | N/A
56482 | Gamesa Wind US | 692 | Medicine Bow | WY | Carbon | 11 | OP | Onshore Wind Turbine | WT | Electric Utility | 1 | 0.7 | 0.7 | 0.7 | 7 | 2000 | Vestas | V47 | 15 | 2 | 164 | N/A
56482 | Gamesa Wind US | 692 | Medicine Bow | WY | Carbon | 1A | OP | Onshore Wind Turbine | WT | Electric Utility | 1 | 0.6 | 0.6 | 0.6 | 4 | 1998 | Vestas | V47 | 15 | 2 | 164 | N/A
56482 | Gamesa Wind US | 692 | Medicine Bow | WY | Carbon | 2A | OP | Onshore Wind Turbine | WT | Electric Utility | 1 | 0.6 | 0.6 | 0.6 | 4 | 1998 | Vestas | V47 | 15 | 2 | 164 | N/A
56482 | Gamesa Wind US | 692 | Medicine Bow | WY | Carbon | 5 | OP | Onshore Wind Turbine | WT | Electric Utility | 1 | 0.7 | 0.7 | 0.7 | 10 | 1999 | Vestas | V47 | 15 | 2 | 164 | N/A
56482 | Gamesa Wind US | 692 | Medicine Bow | WY | Carbon | 6 | OP | Onshore Wind Turbine | WT | Electric Utility | 1 | 0.7 | 0.7 | 0.7 | 10 | 1999 | Vestas | V47 | 15 | 2 | 164 | N/A
56482 | Gamesa Wind US | 692 | Medicine Bow | WY | Carbon | 7 | OP | Onshore Wind Turbine | WT | Electric Utility | 1 | 0.7 | 0.7 | 0.7 | 10 | 1999 | Vestas | V47 | 15 | 2 | 164 | N/A
56482 | Gamesa Wind US | 692 | Medicine Bow | WY | Carbon | 8 | OP | Onshore Wind Turbine | WT | Electric Utility | 1 | 0.7 | 0.7 | 0.7 | 10 | 1999 | Vestas | V47 | 15 | 2 | 164 | N/A
56482 | Gamesa Wind US | 692 | Medicine Bow | WY | Carbon | 9 | OP | Onshore Wind Turbine | WT | Electric Utility | 1 | 0.7 | 0.7 | 0.7 | 10 | 1999 | Vestas | V47 | 15 | 2 | 164 | N/A
56482 | Gamesa Wind US | 57976 | Pocahontas Prairie Wind Farm | IA | Pocahontas | 1 | OP | Onshore Wind Turbine | WT | IPP Non-CHP | 2 | 80 | 80 | 80 | 2 | 2012 | Gamesa | G97 | 20 | 2 | 328 | 19-000029
56483 | Eurus Combine Hills II LLC | 57137 | Eurus Combine Hills Turbine Ranch 2 | OR | Umatilla | 1 | OP | Onshore Wind Turbine | WT | IPP Non-CHP | 2 | 63 | 63 | 63 | 1 | 2010 | Mitsubishi | MWT 62/1.0 | 19 | 2 | 226 | 41-020660
56484 | Butler Ridge Wind Energy Center | 56647 | Butler Ridge | WI | Dodge | 1 | OP | Onshore Wind Turbine | WT | IPP Non-CHP | 2 | 54 | 54 | 54 | 2 | 2009 | GE | GE 1.5 XLE | 16.8 | 3 | 262.5 | 55-020165
56499 | Harvest Wind Project TIC | 57152 | Harvest Wind Project | WA | Klickitat | HWP1 | OP | Onshore Wind Turbine | WT | IPP Non-CHP | 2 | 98.9 | 98.9 | 98.9 | 12 | 2009 | Siemens | 2.3 MW Mk II 93 vs | 17.6 | 2 | 260 | 53-020423
56506 | Langford Wind Power LLC | 57153 | Langford Wind Power | TX | Tom Green | 1 | OP | Onshore Wind Turbine | WT | IPP Non-CHP | 2 | 150 | 150 | 150 | 12 | 2009 | GE | 1.5 ESS | 18.2 | 2 | 262 | 2009-WTW-1491
56514 | Windy Flats Partners LLC | 57159 | Windy Flats Wind Project | WA | Klickitat | GEN1 | OP | Onshore Wind Turbine | WT | IPP Non-CHP | 2 | 262.2 | 262.2 | 262.2 | 10 | 2009 | Siemens | SWT 2.3 93 | 15 | 4 | 262 | 53-020364
56518 | First State Marine Wind | 57176 | University of Delaware Wind Turbine | DE | SUSSEX | FSMW | OP | Onshore Wind Turbine | WT | Commercial Non-CHP | 4 | 2 | 2 | 2 | 7 | 2010 | Gamesa | G90 | 15.5 | 2 | 256 | 10-020303
56520 | Meadow Lake Wind Farm IV LLC | 57177 | Meadow Lake Wind Farm IV | IN | White | GEN 1 | OP | Onshore Wind Turbine | WT | IPP Non-CHP | 2 | 98.7 | 98.7 | 98.7 | 10 | 2010 | Suzlon | S88 2.1MW | 19 | 2 | 262 | 2009-WTE-8816-0E
56523 | Colorado Highlands Wind LLC | 57174 | Colorado Highlands Wind | CO | Logan | CHW1 | OP | Onshore Wind Turbine | WT | IPP Non-CHP | 2 | 67.2 | 67.2 | 67.2 | 12 | 2012 | GE | 1.6-100 | 18.7 | 2 | 262 | 08-021325
56523 | Colorado Highlands Wind LLC | 57174 | Colorado Highlands Wind | CO | Logan | CHW2 | OP | Onshore Wind Turbine | WT | IPP Non-CHP | 2 | 23.8 | 23.8 | 23.8 | 9 | 2013 | GE | 1.7-100 | 18.7 | 2 | 262 | 08-024884
56545 | Pattern Operators LP | 56654 | Hatchet Ridge Wind Project | CA | SHASTA | 1 | OP | Onshore Wind Turbine | WT | IPP Non-CHP | 2 | 101.2 | 101.2 | 101.2 | 12 | 2010 | Siemens | SWT 2.3-93 | 19 | 2 | 262.5 | 06-020915
56545 | Pattern Operators LP | 56661 | Pattern Gulf Wind | TX | Kenedy | 1 | OP | Onshore Wind Turbine | WT | IPP Non-CHP | 2 | 283.2 | 283.2 | 283.2 | 12 | 2008 | Mitsubishi | MWT95/2.4 | 19 | 2 | 262.5 | 48-023396
56545 | Pattern Operators LP | 57192 | Spring Valley Wind Project | NV | WHITE PINE | WTG | OP | Onshore Wind Turbine | WT | IPP Non-CHP | 2 | 150 | 150 | 150 | 8 | 2012 | Siemens | SWT 2.3-101 | 16.7 | 3 | 262.5 | 32-020263
56545 | Pattern Operators LP | 57514 | Ocotillo Express LLC | CA | Imperial | WTG | OP | Onshore Wind Turbine | WT | IPP Non-CHP | 2 | 265.4 | 265.4 | 265.4 | 12 | 2012 | Siemens | SWT 2.37-108 | 19 | 2 | 262.5 | 06-028368
56545 | Pattern Operators LP | 58242 | Pattern Panhandle Wind LLC | TX | Carson | 1 | OP | Onshore Wind Turbine | WT | IPP Non-CHP | 2 | 218 | 218 | 218 | 7 | 2014 | GE | GE 1.85-87 | 19 | 2 | 262.5 | 48-031521
56545 | Pattern Operators LP | 58720 | Pattern Panhandle Wind 2 LLC | TX | Carson | 1 | OP | Onshore Wind Turbine | WT | IPP Non-CHP | 2 | 181.7 | 181.7 | 181.7 | 11 | 2014 | Siemens | SWT 2.3-108 | 19 | 2 | 262.5 | 48-032375
56548 | Lost Creek Wind LLC | 57189 | Lost Creek Wind Energy Facility | MO | DeKalb | LCW | OP | Onshore Wind Turbine | WT | IPP Non-CHP | 2 | 150 | 150 | 150 | 5 | 2010 | GE | 1.5 XLE ESS | 15.6 | 2 | 262.5 | 29-020298
56555 | FPL Energy Montezuma Wind | 57201 | FPL Energy Montezuma Winds LLC | CA | Solano | S2.3 | OP | Onshore Wind Turbine | WT | IPP Non-CHP | 2 | 36.8 | 36.8 | 36.8 | 11 | 2010 | Siemens | Siemens 2.3 | 19 | 2 | 262.5 | 06-002884
56561 | Day County Wind LLC | 57194 | Day County Wind LLC | SD | Day | GE15 | OP | Onshore Wind Turbine | WT | IPP Non-CHP | 2 | 99 | 99 | 99 | 4 | 2010 | GE | GE 1.5 XLE | 16.8 | 3 | 262.5 | 46-020454
56568 | United Materials of Great Falls Inc | 56591 | Horseshoe Bend Wind Park | MT | Cascade | HBWP | OP | Onshore Wind Turbine | WT | IPP Non-CHP | 2 | 9 | 9 | 9 | 2 | 2006 | GE | 1.5 SLE | 19 | 2 | 262.5 | 30-000628, 30-000631
56592 | Idaho Wind Partners 1 LLC | 56434 | Burley Butte Windpark | ID | Cassia | BBWP | OP | Onshore Wind Turbine | WT | IPP Non-CHP | 2 | 13.5 | 13.5 | 13.5 | 2 | 2011 | GE | 1.5XLE | 14.9 | 2 | 262 | 16-98-111
56592 | Idaho Wind Partners 1 LLC | 56435 | Golden Valley Wind Park LLC | ID | Cassia | GVWP | OP | Onshore Wind Turbine | WT | IPP Non-CHP | 2 | 12 | 12 | 12 | 1 | 2011 | GE | 1.5XLE | 14.1 | 2 | 262 | 16-98-111
56592 | Idaho Wind Partners 1 LLC | 56437 | Milner Dam Wind Park LLC | ID | Cassia | MDWP | OP | Onshore Wind Turbine | WT | IPP Non-CHP | 2 | 19.5 | 19.5 | 19.5 | 2 | 2011 | GE | 1.5XLE | 14.4 | 2 | 262 | 16-98-111
56592 | Idaho Wind Partners 1 LLC | 56439 | Oregon Trail Wind Park | ID | Twin Falls | OTWP | OP | Onshore Wind Turbine | WT | IPP Non-CHP | 2 | 13.5 | 13.5 | 13.5 | 1 | 2011 | GE | 1.5XLE | 14 | 2 | 262 | 16-98-111
56592 | Idaho Wind Partners 1 LLC | 56440 | Pilgrim Stage Wind Park | ID | Twin Falls | PSWP | OP | Onshore Wind Turbine | WT | IPP Non-CHP | 2 | 10.5 | 10.5 | 10.5 | 1 | 2011 | GE | 1.5XLE | 14.9 | 2 | 262 | 16-98-111
56592 | Idaho Wind Partners 1 LLC | 56441 | Salmon Falls Wind Park | ID | Twin Falls | SFWP | OP | Onshore Wind Turbine | WT | IPP Non-CHP | 2 | 21 | 21 | 21 | 4 | 2011 | GE | 1.5XLE | 14.4 | 2 | 262 | 16-98-111
56592 | Idaho Wind Partners 1 LLC | 56442 | Thousand Springs Wind Park | ID | Twin Falls | TSWP | OP | Onshore Wind Turbine | WT | IPP Non-CHP | 2 | 12 | 12 | 12 | 1 | 2011 | GE | 1.5XLE | 13.8 | 2 | 262 | 16-98-111
56592 | Idaho Wind Partners 1 LLC | 56443 | Tuana Gulch Wind Park | ID | Twin Falls | TGWP | OP | Onshore Wind Turbine | WT | IPP Non-CHP | 2 | 10.5 | 10.5 | 10.5 | 1 | 2011 | GE | 1.5XLE | 14.1 | 2 | 262 | 16-98-111
56592 | Idaho Wind Partners 1 LLC | 57124 | Payne's Ferry | ID | Twin Falls | PFWP | OP | Onshore Wind Turbine | WT | IPP Non-CHP | 2 | 21 | 21 | 21 | 12 | 2010 | GE | 1.5XLE | 14.6 | 2 | 262 | 16-98-111
56592 | Idaho Wind Partners 1 LLC | 57125 | Camp Reed | ID | Elmore | CRWP | OP | Onshore Wind Turbine | WT | IPP Non-CHP | 2 | 22.5 | 22.5 | 22.5 | 12 | 2010 | GE | 1.5XLE | 14.4 | 2 | 262 | 16-98-111
56592 | Idaho Wind Partners 1 LLC | 57126 | Yahoo Creek | ID | Twin Falls | YCWP | OP | Onshore Wind Turbine | WT | IPP Non-CHP | 2 | 21 | 21 | 21 | 12 | 2010 | GE | 1.5XLE | 14.5 | 2 | 262 | 16-98-111
56599 | Wind Energy America Inc | 56216 | L J Trust | IA | Osceola | LJT2 | OS | Onshore Wind Turbine | WT | IPP Non-CHP | 2 | 2 | 2 | 2 | 6 | 2011
56599 | Wind Energy America Inc | 56217 | NAE Shaokatan Power | MN | Lincoln | SPP2 | OS | Onshore Wind Turbine | WT | IPP Non-CHP | 2 | 0.8 | 0.8 | 0.8 | 12 | 2011
56599 | Wind Energy America Inc | 56217 | NAE Shaokatan Power | MN | Lincoln | SPP3 | OS | Onshore Wind Turbine | WT | IPP Non-CHP | 2 | 0.8 | 0.8 | 0.8 | 6 | 2010
56599 | Wind Energy America Inc | 56218 | Zachary Ridge LLC | IA | Osceola | ZR2 | OS | Onshore Wind Turbine | WT | IPP Non-CHP | 2 | 2 | 2 | 2 | 1 | 2010
56603 | Roth Rock Wind Farm LLC | 57239 | Roth Rock Wind Farm LLC | MD | Garrett | SRRW1 | OP | Onshore Wind Turbine | WT | IPP Non-CHP | 2 | 40 | 40 | 40 | 8 | 2011 | Nordex | Nordex N90 | 19 | 2 | 262 | 2009-WTE-4157-OE
56603 | Roth Rock Wind Farm LLC | 57240 | Roth Rock North Wind Farm, LLC | MD | Garrett | SRRNW | OP | Onshore Wind Turbine | WT | IPP Non-CHP | 2 | 10 | 10 | 10 | 8 | 2011 | Nordex | Nordex N90 | 19 | 2 | 262 | 2009-WTE-4157-OE
56612 | Kit Carson Windpower LLC | 57244 | Kit Carson Windpower | CO | Kit Carson | KCW | OP | Onshore Wind Turbine | WT | IPP Non-CHP | 2 | 51 | 51 | 51 | 11 | 2010 | GE | 1.5SLE/ESS | 7.9 | 2 | 272 | 08-020967
56617 | Iowa Lakes Community College | 57257 | Iowa Lakes Community College Wind Farm | IA | EMMET | VMN82 | OP | Onshore Wind Turbine | WT | Commercial Non-CHP | 4 | 1 | 1 | 1 | 2 | 2005 | Vestas | VMN82 | 18 | 2 | 229.6 | 151-350'
56619 | Air Force Civil Engineer Center | 57253 | MA Military Reservation Wind Project | MA | BARNSTABLE | 1 | OP | Onshore Wind Turbine | WT | IPP Non-CHP | 2 | 1.5 | 1.5 | 1.5 | 12 | 2009 | Fuhrlander | FL1577 | 14.5 | 2 | 262 | 25-020032
56619 | Air Force Civil Engineer Center | 57253 | MA Military Reservation Wind Project | MA | BARNSTABLE | 2 | OP | Onshore Wind Turbine | WT | IPP Non-CHP | 2 | 1.5 | 1.5 | 1.5 | 11 | 2011 | GE | GESLE | 13.7 | 2 | 262 | 25-022039
56619 | Air Force Civil Engineer Center | 57253 | MA Military Reservation Wind Project | MA | BARNSTABLE | 3 | OP | Onshore Wind Turbine | WT | IPP Non-CHP | 2 | 1.5 | 1.5 | 1.5 | 11 | 2011 | GE | GESLE | 13.7 | 2 | 262 | 25-022038
56622 | NextEra Energy Resources | 59284 | Mammoth Plains | OK | Dewey | GE1.7 | OP | Onshore Wind Turbine | WT | IPP Non-CHP | 2 | 199 | 199 | 199 | 12 | 2014 | GE | 1.6ESS | 18 | 2 | 265 | 40-020606
56625 | Flat Water Wind Farm LLC | 57283 | Flat Water Wind Farm LLC | NE | Richardson | WTG1 | OP | Onshore Wind Turbine | WT | IPP Non-CHP | 2 | 60 | 60 | 60 | 12 | 2010 | GE | GE 1.5XLE | 25.7 | 1 | 262 | 2010-WTE-246-OE
56627 | DeWind Co. | 57263 | Little Pringle I Wind Farm | TX | Hutchinson | LP1 | OP | Onshore Wind Turbine | WT | IPP Non-CHP | 2 | 10 | 10 | 10 | 10 | 2010 | DeWind | D8.2 | 19.7 | 2 | 262.5 | 48-024579
56627 | DeWind Co. | 57264 | Little Pringle II Wind Farm | TX | Hutchinson | LP2 | OP | Onshore Wind Turbine | WT | IPP Non-CHP | 2 | 10 | 10 | 10 | 10 | 2010 | DeWind | D8.2 | 19.7 | 2 | 262.5 | 48-024580
56627 | DeWind Co. | 57516 | KODE Novus I | OK | Texas | NOVUS | OP | Onshore Wind Turbine | WT | IPP Non-CHP | 2 | 80 | 80 | 80 | 9 | 2012 | DeWind | D9.2 | 18.9 | 2 | 262.5 | 40-021554
56627 | DeWind Co. | 57517 | DeWind Frisco | TX | Hansford | FRISC | OP | Onshore Wind Turbine | WT | IPP Non-CHP | 2 | 20 | 20 | 20 | 2 | 2012 | DeWind | D8.2 | 19.2 | 2 | 262.5 | 48-026305
56627 | DeWind Co. | 57889 | KODE Novus II | OK | Texas | NOVII | OP | Onshore Wind Turbine | WT | IPP Non-CHP | 2 | 40 | 40 | 40 | 12 | 2012 | DeWind | D9.2 | 18.8 | 2 | 262.5 | 40-021853
56629 | Lubbock Wind LLC | 57259 | Lubbock Wind Ranch | TX | Lubbock | 1 | OP | Onshore Wind Turbine | WT | IPP Non-CHP | 2 | 7.5 | 7.5 | 7.5 | 2 | 2010 | Samsung Heavy Industries | SHI 2.5 MW | 15.9 | 2 | 262 | 48-023962
56630 | Texico Wind LP | 57258 | Texico Wind Ranch LP | NM | Curry | 1 | OP | Onshore Wind Turbine | WT | IPP Non-CHP | 2 | 1.9 | 1.9 | 1.9 | 12 | 2003 | Samsung Heavy Industries | SHI 2.5 MW | 15.9 | 2 | 262 | 35-001131
56642 | Grant County Wind LLC | 57274 | Grant County Wind LLC | MN | Grant | 1 | OP | Onshore Wind Turbine | WT | IPP Non-CHP | 2 | 20 | 20 | 20 | 12 | 2010 | Suzlon | S88 | 19 | 2 | 262 | 27-020703 thru 12
56653 | Northern Colorado Wind LLC | 57290 | Northern Colorado Wind LLC | CO | Logan | GE | OP | Onshore Wind Turbine | WT | IPP Non-CHP | 2 | 22.5 | 22.5 | 22.5 | 8 | 2009 | Siemens | Siemens 2.3 | 16.9 | 2 | 254 | 360i
56653 | Northern Colorado Wind LLC | 57290 | Northern Colorado Wind LLC | CO | Logan | SIEM | OP | Onshore Wind Turbine | WT | IPP Non-CHP | 2 | 151.8 | 151.8 | 151.8 | 8 | 2009 | Siemens | Siemens 2.3 | 15.8 | 3 | 262 | 08-020245
56654 | Carleton College | 57296 | Carleton College | MN | Rice | WIND1 | OP | Onshore Wind Turbine | WT | Commercial Non-CHP | 4 | 1.6 | 1.6 | 1.6 | 9 | 2004 | Vestas | V87 | 16 | 4 | 230 | 27-002377
56654 | Carleton College | 57296 | Carleton College | MN | Rice | WIND2 | OP | Onshore Wind Turbine | WT | Commercial Non-CHP | 4 | 1.6 | 1.6 | 1.6 | 10 | 2011 | GE | XLE | 16 | 4 | 262 | 27-021657
56661 | Criterion Power Partners LLC | 57300 | Criterion Wind Project | MD | GARRETT | 1 | OP | Onshore Wind Turbine | WT | IPP Non-CHP | 2 | 70 | 70 | 70 | 12 | 2010 | Clipper | C-93 | 18.3 | 2 | 262 | 24-020130
56662 | Cedar Point LLC | 57315 | Cedar Point Wind | CO | LINCOLN | 1-139 | OP | Onshore Wind Turbine | WT | IPP Non-CHP | 2 | 252 | 243 | 243 | 5 | 2011 | Vestas | V-90 | 19 | 2 | 265 | 2009-WTW-7128-OE
56664 | Garnet Energy Corporation | 57302 | Garnet Wind Energy Center | CA | RIVERSIDE | 1 | OP | Onshore Wind Turbine | WT | IPP Non-CHP | 2 | 6.5 | 6.5 | 6.5 | 6 | 2009 | NedWind | NedWind 40 | 15 | 1 | 131 | 06-020026
56665 | Dutch Energy Corporation | 57301 | Dutch Wind Energy | CA | Riverside | DEC | OP | Onshore Wind Turbine | WT | IPP Non-CHP | 2 | 8 | 8 | 8 | 8 | 1994 | NedWind | NedWind 40 | 15 | 1 | 131 | 06-022116
56667 | Loraine Windpower Park LLC | 57303 | Loraine Windpark Project LLC | TX | Mitchell | LWG1 | OP | Onshore Wind Turbine | WT | IPP Non-CHP | 2 | 75 | 75 | 75 | 10 | 2009 | GE | GE 1.5 SLE | 17 | 2 | 262 | 48-027494
56667 | Loraine Windpower Park LLC | 57303 | Loraine Windpark Project LLC | TX | Mitchell | LWG2 | OP | Onshore Wind Turbine | WT | IPP Non-CHP | 2 | 75 | 75 | 75 | 10 | 2009 | GE | GE 1.5 SLE | 17 | 2 | 262 | 48-027494
56678 | FPL Energy Illinois Wind LLC | 57325 | FPL Energy Illinois Wind LLC | IL | DeKalb | GE1.5 | OP | Onshore Wind Turbine | WT | IPP Non-CHP | 2 | 217.5 | 217.5 | 217.5 | 12 | 2009 | GE | GE 1.5 MW XLE | 17.9 | 3 | 262 | 17-021012
56680 | Diamond Shamrock Refining Company LP | 57326 | Sunray Wind I | TX | Moore | WND1 | OP | Onshore Wind Turbine | WT | IPP Non-CHP | 2 | 49.5 | 49.5 | 49.5 | 9 | 2009 | GE | G.E. 1.5 SLE | 18.3 | 2 | 270 | 48-022849
56682 | Duke Energy Top Of the World WindPower | 57327 | Top of the World Windpower Project | WY | CONVERSE | TOTW1 | OP | Onshore Wind Turbine | WT | IPP Non-CHP | 2 | 200 | 200 | 200 | 10 | 2010 | GE | GE-1.5SLE/ESS | 8 | 2 | 272 | 56-020592
56683 | Elk City LLC | 57346 | Elk City LLC | OK | Roger Mills | 1 | OP | Onshore Wind Turbine | WT | IPP Non-CHP | 2 | 98.9 | 98.9 | 98.9 | 12 | 2009 | Siemens | Siemens 2.3 | 19 | 2 | 262.5 | 40-020454
56683 | Elk City LLC | 57346 | Elk City LLC | OK | Roger Mills | 2 | OP | Onshore Wind Turbine | WT | IPP Non-CHP | 2 | 99.2 | 99.2 | 99.2 | 12 | 2010 | GE | General Electric 1.5 XLE | 16.8 | 3 | 262.5 | 40-020750
56684 | White Oak Energy LLC | 57342 | White Oak Energy LLC | IL | McLean | 1 | OP | Onshore Wind Turbine | WT | IPP Non-CHP | 2 | 150 | 150 | 150 | 6 | 2011 | GE | GE 1.5 XLE | 16.8 | 3 | 262.5 | 17-021967
56688 | Baldwin Wind LLC | 57347 | Baldwin Wind LLC | ND | Burleigh | GE1 | OP | Onshore Wind Turbine | WT | IPP Non-CHP | 2 | 102.4 | 102.4 | 102.4 | 12 | 2010 | GE | GE 1.6 ESS-XLE | 16.8 | 3 | 262.5 | 38-020822
56689 | Renew Energy Maintenance LLC | 57351 | Uilk Wind LLC | MN | PIPESTONE | FA01 | OP | Onshore Wind Turbine | WT | Commercial Non-CHP | 4 | 1.5 | 1.5 | 1.5 | 1 | 2010 | Goldwind | GW77 | 16 | 2 | 213 | unknown
56689 | Renew Energy Maintenance LLC | 57351 | Uilk Wind LLC | MN | PIPESTONE | FA02 | OP | Onshore Wind Turbine | WT | Commercial Non-CHP | 4 | 1.5 | 1.5 | 1.5 | 1 | 2010 | Goldwind | GW77 | 16 | 2 | 213 | unknown
56689 | Renew Energy Maintenance LLC | 57351 | Uilk Wind LLC | MN | PIPESTONE | FA03 | OP | Onshore Wind Turbine | WT | Commercial Non-CHP | 4 | 1.5 | 1.5 | 1.5 | 1 | 2010 | Goldwind | GW77 | 16 | 2 | 213 | unknown
56690 | Town of Portsmouth | 57350 | Portsmouth Wind Turbine | RI | Newport | WTG-1 | OA | Onshore Wind Turbine | WT | IPP Non-CHP | 2 | 1.5 | 1.5 | 1.5 | 3 | 2009 | AAER | A-1500 | 14 | 2 | 213
56693 | Fox Island Wind LLC | 57354 | Fox Island Wind LLC | ME | Knox | 1 | OP | Onshore Wind Turbine | WT | IPP Non-CHP | 2 | 4.5 | 4.5 | 4.5 | 11 | 2009 | GE | 1.5sle | 14.5 | 2 | 262 | 2030349
56698 | Red Mesa Wind LLC | 57357 | Red Mesa Wind LLC | NM | Sandoval | EXIS | OP | Onshore Wind Turbine | WT | IPP Non-CHP | 2 | 102.4 | 102.4 | 102.4 | 12 | 2010 | GE | 1.6-83 | 14 | 2 | 262 | 35-021291
56699 | CPV Keenan II Renewable Energy Co LLC | 57358 | Keenan II Renewable Energy Co LLC | OK | WOODWARD | 1 | OP | Onshore Wind Turbine | WT | IPP Non-CHP | 2 | 151.8 | 151.8 | 151.8 | 12 | 2010 | Siemens | 2.3-101 | 18 | 1 | 262.5 | 11993
56713 | Adams Wind Generations LLC | 57375 | Adams Wind Generations LLC | MN | Meeker | AWG | OP | Onshore Wind Turbine | WT | IPP Non-CHP | 2 | 20 | 20 | 20 | 3 | 2011 | SANY | ECO 86 | 17.7 | 2 | 263 | 27-020973
56715 | Ridgewind Power Partners LLC | 57386 | Ridgewind | MN | PIPESTONE | WTG1 | OP | Onshore Wind Turbine | WT | IPP Non-CHP | 2 | 25.3 | 25.3 | 25.3 | 1 | 2011 | Siemens | SWT-2.3-93 | 19 | 2 | 262 | 27-021131
56721 | Danielson Wind Farms LLC | 57396 | Danielson Wind Farms LLC | MN | KANDIYOHI | DWF | OP | Onshore Wind Turbine | WT | IPP Non-CHP | 2 | 20 | 20 | 20 | 3 | 2011 | SANY | ECO 86 | 16.6 | 2 | 263 | 27-020983
56727 | Ashtabula Wind III LLC | 57387 | Ashtabula Wind III LLC | ND | Barnes | GE16 | OP | Onshore Wind Turbine | WT | IPP Non-CHP | 2 | 62.4 | 62.4 | 62.4 | 12 | 2010 | GE | GE 1.6 ESS-XLE | 16.8 | 3 | 262.5 | 38-020666
56742 | Notus Clean Energy LLC | 57414 | Notus Wind 1 | MA | BARNSTABLE | 1 | OP | Onshore Wind Turbine | WT | IPP Non-CHP | 2 | 1.7 | 1.7 | 1.7 | 7 | 2010 | Vestas | V82 | 19 | 2 | 262 | 25-020128
56744 | Elk Wind Energy LLC | 57417 | Elk Wind Farm | IA | Delaware | NORD | OP | Onshore Wind Turbine | WT | IPP Non-CHP | 2 | 40.8 | 40.8 | 40.8 | 12 | 2011 | Nordex | N100 | 19 | 3 | 328 | 19-022172
56757 | Valley View Transmission LLC | 57434 | Valley View Transmission LLC | MN | Murray | VVT | OP | Onshore Wind Turbine | WT | IPP Non-CHP | 2 | 10 | 10 | 10 | 7 | 2011 | Gamesa | G87 | 13 | 2 | 256 | 27-021298
56769 | Consolidated Edison Development Inc. | 59435 | Oak Tree Energy | SD | Clark | OTE14 | OP | Onshore Wind Turbine | WT | IPP Non-CHP | 2 | 19.5 | 19.5 | 19.5 | 12 | 2014 | GE | 1.85-87 | 19 | 2 | 262.5 | 2014-WTE-358-OTE
56786 | Crystal Lake 3 LLC | 57468 | Crystal Lake 3 LLC | IA | Winnebago | GE1.5 | OP | Onshore Wind Turbine | WT | IPP Non-CHP | 2 | 66 | 66 | 66 | 12 | 2009 | GE | GE 1.5 XLE | 16.8 | 3 | 262.5 | 19-021624
56787 | Garden Wind LLC | 57469 | Garden Wind LLC | IA | Hardin | GE1.5 | OP | Onshore Wind Turbine | WT | IPP Non-CHP | 2 | 150 | 150 | 150 | 12 | 2009 | GE | GE 1.5 XLE | 16.8 | 3 | 262.5 | 19-021547
56790 | Ralls Wind Farm LLC | 57474 | Ralls Wind Farm | TX | Crosby | 1 | OP | Onshore Wind Turbine | WT | IPP Non-CHP | 2 | 10 | 10 | 10 | 7 | 2011 | SANY | SE8720IIIE | 18.5 | 2 | 255.9
56800 | Brewster | 56207 | DL Windy Acres LLC | MN | Jackson | 1 | OP | Onshore Wind Turbine | WT | IPP Non-CHP | 2 | 2 | 2 | 2 | 12 | 2003 | Suzlon | S-64 | 17.8 | 2 | 213.3 | 27-002225
56800 | Brewster | 56208 | S&P Windfarm LLC | MN | Jackson | 1 | OP | Onshore Wind Turbine | WT | IPP Non-CHP | 2 | 2 | 2 | 2 | 12 | 2003 | Suzlon | S-64 | 17.8 | 2 | 213.3 | 27-002223
56800 | Brewster | 56210 | B&K Energy Systems LLC | MN | Jackson | 1 | OP | Onshore Wind Turbine | WT | IPP Non-CHP | 2 | 2 | 2 | 2 | 12 | 2003 | Suzlon | S-64 | 17.8 | 2 | 213.3 | 27-002228
56801 | Cisco | 56709 | Christoffer Wind Energy I LLC | MN | Jackson | 1 | OP | Onshore Wind Turbine | WT | IPP Non-CHP | 2 | 2.1 | 2.1 | 2.1 | 2 | 2008 | Suzlon | S-88 | 17.8 | 2 | 259.2 | 27-026276
56801 | Cisco | 56710 | Christoffer Wind Energy II LLC | MN | Jackson | 1 | OP | Onshore Wind Turbine | WT | IPP Non-CHP | 2 | 2.1 | 2.1 | 2.1 | 2 | 2008 | Suzlon | S-88 | 17.8 | 2 | 259.2 | 27-026275
56801 | Cisco | 56711 | Christoffer Wind Energy III LLC | MN | Jackson | 1 | OP | Onshore Wind Turbine | WT | IPP Non-CHP | 2 | 2.1 | 2.1 | 2.1 | 2 | 2008 | Suzlon | S-88 | 17.8 | 2 | 259.2 | 27-026274
56801 | Cisco | 56712 | Christoffer Wind Energy IV LLC | MN | Jackson | 1 | OP | Onshore Wind Turbine | WT | IPP Non-CHP | 2 | 2.1 | 2.1 | 2.1 | 2 | 2008 | Suzlon | S-88 | 17.8 | 2 | 259.2 | 27-026273
56802 | Echo 1 | 56971 | Oregon Trail Windfarm LLC | OR | Umatilla | 1 | OP | Onshore Wind Turbine | WT | IPP Non-CHP | 2 | 9.9 | 9.9 | 9.9 | 6 | 2009 | Vestas | V-82 | 15.4 | 2 | 262.5 | 41-020207
56802 | Echo 1 | 56972 | Pacific Canyon Windfarm LLC | OR | Morrow | 1 | OP | Onshore Wind Turbine | WT | IPP Non-CHP | 2 | 8.3 | 8.3 | 8.3 | 6 | 2009 | Vestas | V-82 | 15.4 | 2 | 262.5 | 41-020361
56802 | Echo 1 | 56973 | Sand Ranch Windfarm LLC | OR | Morrow | 1 | OP | Onshore Wind Turbine | WT | IPP Non-CHP | 2 | 9.9 | 9.9 | 9.9 | 6 | 2009 | Vestas | V-82 | 15.4 | 2 | 262.5 | 41-020300
56802 | Echo 1 | 56975 | Ward Butte Windfarm LLC | OR | Umatilla | 1 | OP | Onshore Wind Turbine | WT | IPP Non-CHP | 2 | 6.6 | 6.6 | 6.6 | 6 | 2009 | Vestas | V-82 | 15.4 | 2 | 262.5 | 41-020214
56803 | Echo 2 | 56969 | Four Corners Windfarm LLC | OR | Umatilla | 1 | OP | Onshore Wind Turbine | WT | IPP Non-CHP | 2 | 10 | 10 | 10 | 6 | 2009 | REpower | MM 92 | 15.4 | 2 | 257.5 | 41-020388
56803 | Echo 2 | 56970 | Four Mile Canyon Windfarm LLC | OR | Morrow | 1 | OP | Onshore Wind Turbine | WT | IPP Non-CHP | 2 | 10 | 10 | 10 | 6 | 2009 | REpower | MM 92 | 15.4 | 2 | 257.5 | 41-020383
56804 | Echo 3 | 56967 | Butter Creek Power LLC | OR | Umatilla | 1 | OP | Onshore Wind Turbine | WT | IPP Non-CHP | 2 | 5 | 5 | 5 | 6 | 2009 | Vestas | V-82 | 15.4 | 2 | 262.5 | 41-020389
56804 | Echo 3 | 56968 | Big Top LLC | OR | Morrow | 1 | OP | Onshore Wind Turbine | WT | IPP Non-CHP | 2 | 1.7 | 1.7 | 1.7 | 6 | 2009 | Vestas | V-82 | 15.4 | 2 | 262.5 | 41-020363
56804 | Echo 3 | 56974 | Wagon Trail LLC | OR | Morrow | 1 | OP | Onshore Wind Turbine | WT | IPP Non-CHP | 2 | 3.3 | 3.3 | 3.3 | 6 | 2009 | Vestas | V-82 | 15.4 | 2 | 262.5 | 41-020367
56805 | Exelon Wind LLC | 56628 | Prairie Wind Power LLC | MN | Jackson | 1 | OP | Onshore Wind Turbine | WT | IPP Non-CHP | 2 | 4 | 4 | 4 | 1 | 2008 | Suzlon | S-88 | 17.8 | 2 | 259.2 | 27-020138
56806 | Marshall Wind | 56824 | Marshall Wind 2 LLC | MN | Lyon | 1 | OP | Onshore Wind Turbine | WT | IPP Non-CHP | 2 | 4.2 | 4.2 | 4.2 | 12 | 2007 | Suzlon | S-88 | 18.6 | 2 | 259.2 | 27-022940
56806 | Marshall Wind | 56825 | Marshall Wind 3 LLC | MN | Lyon | 1 | OP | Onshore Wind Turbine | WT | IPP Non-CHP | 2 | 4.2 | 4.2 | 4.2 | 12 | 2007 | Suzlon | S-88 | 18.6 | 2 | 259.2 | 27-021339
56806 | Marshall Wind | 56826 | Marshall Wind 4 LLC | MN | Lyon | 1 | OP | Onshore Wind Turbine | WT | IPP Non-CHP | 2 | 4.2 | 4.2 | 4.2 | 12 | 2007 | Suzlon | S-88 | 18.6 | 2 | 259.2 | 27-022941
56806 | Marshall Wind | 56827 | Marshall Wind 5 LLC | MN | Lyon | 1 | OP | Onshore Wind Turbine | WT | IPP Non-CHP | 2 | 2.1 | 2.1 | 2.1 | 12 | 2007 | Suzlon | S-88 | 18.6 | 2 | 259.2 | 27-020543
56806 | Marshall Wind | 56828 | Marshall Wind 6 LLC | MN | Lyon | 1 | OP | Onshore Wind Turbine | WT | IPP Non-CHP | 2 | 2.1 | 2.1 | 2.1 | 12 | 2007 | Suzlon | S-88 | 18.6 | 2 | 259.2 | 27-020542
56806 | Marshall Wind | 56840 | Marshall Wind 1 LLC | MN | Lyon | 1 | OP | Onshore Wind Turbine | WT | IPP Non-CHP | 2 | 2.1 | 2.1 | 2.1 | 12 | 2007 | Suzlon | S-88 | 18.6 | 2 | 259.2 | 27-020544
56807 | Moore 1 | 56580 | Blue Breezes LLC | MN | Faribault | 1 | OP | Onshore Wind Turbine | WT | IPP Non-CHP | 2 | 1.3 | 1.3 | 1.3 | 5 | 2006 | Suzlon | S-64 | 17 | 2 | 241.1 | 27-002574
56807 | Moore 1 | 56581 | Blue Breezes II LLC | MN | Faribault | 1 | OP | Onshore Wind Turbine | WT | IPP Non-CHP | 2 | 1.3 | 1.3 | 1.3 | 5 | 2006 | Suzlon | S-64 | 17 | 2 | 241.1 | 27-002575
56808 | Norgard 1 | 56578 | Roadrunner I LLC | MN | Lincoln | 1 | OP | Onshore Wind Turbine | WT | IPP Non-CHP | 2 | 1.3 | 1.3 | 1.3 | 5 | 2006 | Suzlon | S-64 | 16.8 | 2 | 241.1 | 27-002704
56808 | Norgard 1 | 56579 | Windy Dog I LLC | MN | Lincoln | 1 | OP | Onshore Wind Turbine | WT | IPP Non-CHP | 2 | 1.3 | 1.3 | 1.3 | 5 | 2006 | Suzlon | S-64 | 16.8 | 2 | 241.1 | 27-002709
56808 | Norgard 1 | 56582 | Breezy Bucks II LLC | MN | Lincoln | 1 | OP | Onshore Wind Turbine | WT | IPP Non-CHP | 2 | 1.3 | 1.3 | 1.3 | 5 | 2006 | Suzlon | S-64 | 16.8 | 2 | 241.1 | 27-002706
56808 | Norgard 1 | 56583 | Salty Dog I LLC | MN | Lincoln | 1 | OP | Onshore Wind Turbine | WT | IPP Non-CHP | 2 | 1.3 | 1.3 | 1.3 | 5 | 2006 | Suzlon | S-64 | 16.8 | 2 | 241.1 | 27-002738
56808 | Norgard 1 | 56584 | Salty Dog II LLC | MN | Lincoln | 1 | OP | Onshore Wind Turbine | WT | IPP Non-CHP | 2 | 1.3 | 1.3 | 1.3 | 5 | 2006 | Suzlon | S-64 | 16.8 | 2 | 241.1 | 27-002707
56808 | Norgard 1 | 56585 | Wallys Wind Farm LLC | MN | LINCOLN | 1 | OP | Onshore Wind Turbine | WT | IPP Non-CHP | 2 | 1.3 | 1.3 | 1.3 | 5 | 2006 | Suzlon | S-64 | 16.8 | 2 | 241.1 | 27-002708
56808 | Norgard 1 | 56595 | Breezy Bucks I LLC | MN | Lincoln | 1 | OP | Onshore Wind Turbine | WT | IPP Non-CHP | 2 | 1.3 | 1.3 | 1.3 | 5 | 2006 | Suzlon | S-64 | 16.8 | 2 | 241.1 | 27-002705
56855 | Performance Services | 57637 | Union City Wind Turbine | IN | Randolph | 1 | OP | Onshore Wind Turbine | WT | IPP Non-CHP | 2 | 1 | 1 | 1 | 3 | 2010 | Nordex | N1000 | 12.3 | 3 | 229.7 | 2010-WTE-6446-OE
56855 | Performance Services | 57638 | Randolph Eastern School Wind Turbine | IN | Randolph | 1 | OP | Onshore Wind Turbine | WT | Commercial Non-CHP | 4 | 1 | 1 | 1 | 3 | 2010 | Nordex | 1000 | 12.3 | 3 | 229.7 | 2011-WTE-14493-OE
56865 | Caithness Shepherds Flat LLC | 57526 | North Hurlburt Wind LLC | OR | Gilliam | NORTH | OP | Onshore Wind Turbine | WT | IPP Non-CHP | 2 | 265 | 265 | 265 | 2 | 2012 | GE | 2.5xl+ | 14.3 | 2 | 279 | 20009-WTW-7316-OE
56865 | Caithness Shepherds Flat LLC | 57549 | South Hurlburt Wind LLC | OR | Gilliam | SOUTH | OP | Onshore Wind Turbine | WT | IPP Non-CHP | 2 | 290 | 290 | 290 | 7 | 2012 | GE | 2.5xl+ | 13.5 | 2 | 279 | 2009-WTW-7448-OE
56865 | Caithness Shepherds Flat LLC | 57550 | Horseshoe Bend Wind LLC | OR | Gilliam | HORSE | OP | Onshore Wind Turbine | WT | IPP Non-CHP | 2 | 290 | 290 | 290 | 7 | 2012 | GE | 2.5xl+ | 13.5 | 2 | 279 | 2009-WTW-7546-OE
56868 | Kawailoa Wind LLC | 57529 | Kawailoa Wind | HI | Honolulu | 1 | OP | Onshore Wind Turbine | WT | IPP Non-CHP | 2 | 69 | 69 | 69 | 11 | 2012 | Siemens | SWT 2.3-101 | 13 | 3 | 326 | 15-020126
56874 | Winona County Wind LLC | 57547 | Winona County Wind LLC | MN | Winona | WCW | OP | Onshore Wind Turbine | WT | IPP Non-CHP | 2 | 1.5 | 1.5 | 1.5 | 10 | 2011 | Unison | U-57 | 0 | 2 | 223 | 27-021580
56891 | Shirley Wind LLC | 57553 | Shirley Wind | WI | Brown | 1 | OP | Onshore Wind Turbine | WT | IPP Non-CHP | 2 | 20 | 20 | 20 | 11 | 2010 | Nordex | Nordex N100 | 8 | 2 | 272 | 55-020467
56894 | Woodstock Hills | 55342 | Woodstock Windfarm | MN | Pipestone | WIND | OP | Onshore Wind Turbine | WT | IPP Non-CHP | 2 | 10.2 | 10.2 | 10.2 | 5 | 1999 | Vestas | V44 | 17 | 2 | 196 | 27-001666
56899 | Wind Stream Operations LLC | 50532 | Victory Garden (Tehachapi) | CA | Kern | 15SLE | OP | Onshore Wind Turbine | WT | IPP Non-CHP | 2 | 1.5 | 1.5 | 1.5 | 5 | 2000 | GE | GE 1.5SLE | 16.5 | 1 | 210 | Unknown
56899 | Wind Stream Operations LLC | 50532 | Victory Garden (Tehachapi) | CA | Kern | WGNS | OP | Onshore Wind Turbine | WT | IPP Non-CHP | 2 | 21.2 | 21.2 | 21.2 | 12 | 1981 | Vestas | V15 | 16.5 | 1 | 80 | Unknown
56899 | Wind Stream Operations LLC | 56275 | Helzel & Schwarzhoff 86 | CA | Kern | WGNS | OP | Onshore Wind Turbine | WT | IPP Non-CHP | 2 | 2.4 | 2.4 | 2.4 | 12 | 1986 | Vestas | V-17 | 12 | 1 | 80 | N/A
56909 | Record Hill Wind LLC | 57568 | Record Hill Wind | ME | OXFORD | RHW | OP | Onshore Wind Turbine | WT | IPP Non-CHP | 2 | 50.6 | 50.6 | 50.6 | 1 | 2012 | Siemens | SWT-2.3-93 | 17 | 2 | 262 | 23-021737
56912 | V.H. Cooper & Co., Inc. | 57570 | Cooper Farms VW Project | OH | Van Wert | WTG | OP | Onshore Wind Turbine | WT | Industrial Non-CHP | 6 | 4.5 | 4.5 | 4.5 | 3 | 2012 | Goldwind | GW1500 | 13 | 3 | 263 | 8320,663,3996
56916 | PaTu Wind Farm LLC | 57578 | PaTu Wind Farm LLC | OR | Sherman | PATU | OP | Onshore Wind Turbine | WT | IPP Non-CHP | 2 | 9 | 9 | 9 | 12 | 2010 | GE | 1.5sle | 12 | 2 | 262 | 41-020884
56925 | FPLE Wind, LLC | 57590 | Minco Wind I, LLC | OK | Grady | 1 | OP | Onshore Wind Turbine | WT | IPP Non-CHP | 2 | 99.2 | 99.2 | 99.2 | 12 | 2010 | GE | 1.6ESS | 18 | 2 | 265 | 40-020606
56925 | FPLE Wind, LLC | 57956 | Minco Wind II, LLC | OK | Grady | 1 | OP | Onshore Wind Turbine | WT | IPP Non-CHP | 2 | 100.8 | 100.8 | 100.8 | 11 | 2011 | GE | 1.6ESS | 18 | 2 | 265 | 40-021330
56925 | FPLE Wind, LLC | 58203 | Minco Wind III, LLC | OK | Caddo | 1 | OP | Onshore Wind Turbine | WT | IPP Non-CHP | 2 | 100.8 | 100.8 | 100.8 | 12 | 2012 | GE | 1.6100ESS | 18 | 2 | 265 | 40-021996
56930 | Foundation HA Energy Generation, LLC | 57594 | Teichert Materials-Teichert Vernalis | CA | San Joaquin | WTG1 | OP | Onshore Wind Turbine | WT | IPP Non-CHP | 2 | 1.5 | 1.5 | 1.5 | 10 | 2010 | GE | GE 1.5 SLE | 10.5 | 4 | 262 | 06-020792
56930 | Foundation HA Energy Generation, LLC | 57626 | Foundation ST | CA | San Joaquin | WTG1 | OP | Onshore Wind Turbine | WT | IPP Non-CHP | 2 | 2 | 2 | 2 | 6 | 2011 | Mitsubishi | MWT 1000A | 11.6 | 4 | 180 | 2010-WTW-5662-OE
56930 | Foundation HA Energy Generation, LLC | 57791 | Foundation AB | CA | Solano | WTG1 | OP | Onshore Wind Turbine | WT | IPP Non-CHP | 2 | 1.5 | 1.5 | 1.5 | 11 | 2011 | GE | GE 1.5 SLE | 13.4 | 4 | 213 | 2009-WTW-6854-OE
56930 | Foundation HA Energy Generation, LLC | 57792 | Foundation IE | CA | San Bernardino | WTG1 | OP | Onshore Wind Turbine | WT | IPP Non-CHP | 2 | 1 | 1 | 1 | 12 | 2011 | Mitsubishi | MWT 1000A | 11.2 | 4 | 180 | 06-022026
56936 | Paulding Wind Farm II LLC | 57620 | Paulding Wind Farm II | OH | Paulding | GEN1 | OP | Onshore Wind Turbine | WT | IPP Non-CHP | 2 | 99 | 99 | 99 | 7 | 2011 | Vestas | V100 1.8 | 16.8 | 3 | 311.7 | 2010-WTE-12374-OE
56945 | Blue Canyon Windpower VI LLC | 57616 | Blue Canyon Windpower VI LLC | OK | Caddo | GEN1 | OP | Onshore Wind Turbine | WT | IPP Non-CHP | 2 | 100 | 100 | 100 | 12 | 2011 | Vestas | V90 | 17.9 | 2 | 262 | 13972
56951 | Michigan Wind 2 LLC | 56659 | Michigan Wind 2 | MI | Sanilac | 1 | OP | Onshore Wind Turbine | WT | IPP Non-CHP | 2 | 90 | 90 | 90 | 12 | 2011 | Vestas | V-100 | 16.3 | 3 | 311.7 | 26-020755
56952 | Lincoln Electric Company | 57613 | LE Wind Turbine 1 | OH | Cuyahoga | WTG1 | OP | Onshore Wind Turbine | WT | Industrial Non-CHP | 6 | 2.5 | 2.5 | 2.5 | 7 | 2011 | Kenersys | K100 | 14 | 3 | 278 | 39-020376
56961 | Bulldog Wind Energy, LLC | 57632 | Bulldog | IA | Adair | 1 | OP | Onshore Wind Turbine | WT | IPP Non-CHP | 2 | 1.5 | 1.5 | 1.5 | 10 | 2010 | GE | 1.5-77 | 37 | 2 | 262.5
56962 | Wolverine Wind Energy, LLC | 57631 | Wolverine | IA | Adair | 1 | OP | Onshore Wind Turbine | WT | IPP Non-CHP | 2 | 1.5 | 1.5 | 1.5 | 10 | 2010 | GE | 1.5-77 | 37 | 2 | 262.5
56967 | Ironwood Windpower LLC | 57639 | Ironwood Wind | KS | Ford | 1 | OP | Onshore Wind Turbine | WT | IPP Non-CHP | 2 | 167.9 | 167.9 | 167.9 | 8 | 2012 | Siemens | 2.3-101 | 7 | 2 | 272 | 20-021869
56972 | Vestas Towers America, Inc | 57643 | Vestas Towers America, Inc. | CO | Pueblo | V100 | OP | Onshore Wind Turbine | WT | Industrial Non-CHP | 6 | 1.8 | 1.8 | 1.8 | 4 | 2010 | Vestas | V100 | 16.8 | 2 | 262 | 08-020364
56977 | Zotos International | 57648 | Zotos International WPGF | NY | Ontario | WT1 | OP | Onshore Wind Turbine | WT | Industrial Non-CHP | 6 | 1.7 | 1.7 | 1.7 | 1 | 2012 | Hyundai | DF 1650 | 20 | 2 | 270 | 36-025729
56977 | Zotos International | 57648 | Zotos International WPGF | NY | Ontario | WT2 | OP | Onshore Wind Turbine | WT | Industrial Non-CHP | 6 | 1.7 | 1.7 | 1.7 | 1 | 2012 | Hyundai | DF 1650 | 20 | 2 | 270 | 36-025730
56981 | Town of Falmouth | 57654 | Town of Falmouth WWTP | MA | Barnstable | WIND1 | OP | Onshore Wind Turbine | WT | Commercial Non-CHP | 4 | 1.7 | 0.8 | 0.9 | 3 | 2010 | Vestas | v82 | 19 | 2 | 262 | None
56981 | Town of Falmouth | 57654 | Town of Falmouth WWTP | MA | Barnstable | WIND2 | OP | Onshore Wind Turbine | WT | Commercial Non-CHP | 4 | 1.7 | 0.8 | 0.9 | 2 | 2012 | Vestas | v82 | 19 | 2 | 262 | None
56988 | Cimarron Windpower II, LLC | 57663 | Cimarron Windpower II | KS | Gray | 1 | OP | Onshore Wind Turbine | WT | IPP Non-CHP | 2 | 131 | 131 | 131 | 6 | 2012 | Siemens | 2-3-108 | 8 | 2 | 272 | 20-021982
56990 | NJR Clean Energy Ventures Corporation | 59003 | Two Dot Wind Farm | MT | Wheatland | 1 | OP | Onshore Wind Turbine | WT | IPP Non-CHP | 2 | 9.7 | 9.7 | 9.7 | 6 | 2014 | GE | 1.6 | 19 | 1 | 260 | 30-020675
57002 | Post Rock Wind Power Project, LLC | 57678 | Post Rock Wind Power Project, LLC | KS | Ellsworth | 1 | OP | Onshore Wind Turbine | WT | IPP Non-CHP | 2 | 201 | 201 | 201 | 9 | 2012 | GE | 1.5-82.5 | 18 | 2 | 262 | 20-021639
57017 | DOE National Renewable Energy Laboratory | 57693 | DOE Golden NWTC Turbine Side | CO | Jefferson | ALSTO | OP | Onshore Wind Turbine | WT | Commercial Non-CHP | 4 | 3 | 3 | 3 | 9 | 2011 | Alstom | ukn | 8.4 | 3 | 295 | 08-020484
57017 | DOE National Renewable Energy Laboratory | 57693 | DOE Golden NWTC Turbine Side | CO | Jefferson | GAMES | OP | Onshore Wind Turbine | WT | Commercial Non-CHP | 4 | 2 | 2 | 2 | 10 | 2011 | Gamesa | ukn | 8.4 | 3 | 295 | 08-020947
57017 | DOE National Renewable Energy Laboratory | 57693 | DOE Golden NWTC Turbine Side | CO | Jefferson | GEDOE | OP | Onshore Wind Turbine | WT | Commercial Non-CHP | 4 | 1.5 | 1.5 | 1.5 | 1 | 2010 | GE | ukn | 8.4 | 3 | 262 | 08-020237
57017 | DOE National Renewable Energy Laboratory | 57693 | DOE Golden NWTC Turbine Side | CO | Jefferson | SIEM | OP | Onshore Wind Turbine | WT | Commercial Non-CHP | 4 | 2.3 | 2.3 | 2.3 | 1 | 2010 | Siemens | ukn | 8.4 | 3 | 262 | 08-020231
57024 | Vasco Winds, LLC | 57700 | Vasco Winds | CA | Contra Costa | 1 | OP | Onshore Wind Turbine | WT | IPP Non-CHP | 2 | 78.2 | 78.2 | 78.2 | 12 | 2011 | Siemens | 2.3 | 13.3 | 1 | 262 | 06-022038
57026 | NextEra Energy Montezuma Wind II, LLC | 57701 | Montezuma Wind II | CA | Solano | 1 | OP | Onshore Wind Turbine | WT | IPP Non-CHP | 2 | 78.2 | 78.2 | 78.2 | 1 | 2012 | Siemens | Siemens 2.3 | 19 | 2 | 262.5 | 06-020306
57041 | Idaho Winds LLC | 57749 | Sawtooth Wind Project | ID | Elmore | ST | OP | Onshore Wind Turbine | WT | IPP Non-CHP | 2 | 22.4 | 22.4 | 22.4 | 10 | 2011 | GE | XLE ESS 1.6 MW | 28 | 3 | 262.5 | 16-021372
57042 | Gordon Butte Wind LLC | 57748 | Gordon Butte Wind LLC | MT | Meagher | GBW | OP | Onshore Wind Turbine | WT | IPP Non-CHP | 2 | 9.6 | 9.6 | 9.6 | 1 | 2012 | GE | 1.5Sle | 21 | 1 | 262 | 30-020402
57046 | University of Minnestoa Morris Campus | 57732 | UMM Wind Turbine | MN | Stevens | UMM1 | OP | Onshore Wind Turbine | WT | Commercial Non-CHP | 4 | 1.7 | 0.6 | 0.9 | 6 | 2011 | Vestas | V82 | 18 | 2 | 265 | 27-021076
57050 | TPW Petersburg LLC | 57755 | TPW Petersburg | NE | Boone | PETE | OP | Onshore Wind Turbine | WT | IPP Non-CHP | 2 | 40.5 | 40.5 | 40.5 | 11 | 2011 | GE | GE 1.5 XLE | 19 | 2 | 262 | 31-020598
57053 | Laurel Wind Energy LLC | 57744 | Laurel Hill Wind | PA | Lycoming | 1 | OP | Onshore Wind Turbine | WT | IPP Non-CHP | 2 | 69 | 69 | 69 | 9 | 2012 | Siemens | 2.3-108 | 6 | 2 | 272 | 42-024806
57054 | Suzlon Project VIII LLC | 57741 | Suzlon Project VIII LLC | TX | Hartley | SP95 | OA | Onshore Wind Turbine | WT | IPP Non-CHP | 2 | 2.1 | 2.1 | 2.1 | 10 | 2011 | Suzlon | S95 | 18.9 | 2 | 295 | 48-025973
57054 | Suzlon Project VIII LLC | 57741 | Suzlon Project VIII LLC | TX | Hartley | SP97 | OP | Onshore Wind Turbine | WT | IPP Non-CHP | 2 | 2.1 | 2.1 | 2.1 | 10 | 2011 | Suzlon | S97 | 16.8 | 2 | 295 | 48-025974
57063 | Los Vientos Wind 1A, LLC | 57751 | Los Vientos Wind 1A | TX | Cameron | 1 | OP | Onshore Wind Turbine | WT | IPP Non-CHP | 2 | 200 | 200 | 200 | 12 | 2012 | Siemens | 2.3-108 | 6 | 2 | 272 | 48-027046
57064 | Los Vientos Wind 1B, LLC | 57752 | Los Vientos Wind 1B | TX | Cameron | 1 | OP | Onshore Wind Turbine | WT | IPP Non-CHP | 2 | 201.6 | 201.6 | 201.6 | 12 | 2012 | Mitsubishi | MWT102 | 7 | 2 | 272 | unknown
57066 | Coastal Community Action Program | 57756 | Coastal Energy Project | WA | Grays Harbor | 1 | OP | Onshore Wind Turbine | WT | IPP Non-CHP | 2 | 6 | 6 | 6 | 6 | 2010 | GE | 1.5 ESS | 12 | 2 | 265 | 53-020813
57068 | Power County Wind Park South LLC | 57760 | Power County Wind Park South | ID | Power | PCWPS | OP | Onshore Wind Turbine | WT | IPP Non-CHP | 2 | 22.5 | 22.5 | 22.5 | 12 | 2011 | Nordex | N100 | 17.2 | 2 | 262 | 2011-WTW-4498
57069 | Power County Wind Park North LLC | 57761 | Power County Wind Park North | ID | Power | PCWPN | OP | Onshore Wind Turbine | WT | IPP Non-CHP | 2 | 22.5 | 22.5 | 22.5 | 12 | 2011 | Nordex | N100 | 17.2 | 2 | 262 | 16-021407
57075 | Ridgeline Energy LLC | 57766 | Rockland Wind Farm | ID | Power | RLWF | OP | Onshore Wind Turbine | WT | IPP Non-CHP | 2 | 79.2 | 79.2 | 79.2 | 12 | 2011 | Vestas | V100 | 15.4 | 3 | 262.5 | 16-021443
57075 | Ridgeline Energy LLC | 58106 | Meadow Creek Project Company | ID | Bonneville | MCPC | OP | Onshore Wind Turbine | WT | IPP Non-CHP | 2 | 119.7 | 115.8 | 115.8 | 12 | 2012 | Suzlon | S97 | 17.9 | 3 | 295.3 | 16-021601
57077 | Adams Electric Cooperative | 57767 | Brown County Wind Turbine | IL | Brown | 1 | OP | Onshore Wind Turbine | WT | Electric Utility | 1 | 1.5 | 1.5 | 1.5 | 9 | 2011 | VENSYS | VENSYS 77 | 16.5 | 2 | 281 | 17-021816
57122 | Lime Wind LLC | 57803 | Lime Wind | OR | Baker | T1-6 | OP | Onshore Wind Turbine | WT | IPP Non-CHP | 2 | 3 | 3 | 3 | 12 | 2011 | Nordtank | NTK 500/14 | 16.3 | 2 | 120
57127 | GL Wind LLC | 57813 | GL Wind | MN | Winona | TURB1 | OP | Onshore Wind Turbine | WT | IPP Non-CHP | 2 | 2.5 | 2.4 | 2.4 | 12 | 2011 | Clipper | C96 | 15 | 2 | 262 | 27-021658
57127 | GL Wind LLC | 57813 | GL Wind | MN | Winona | TURB2 | OP | Onshore Wind Turbine | WT | IPP Non-CHP | 2 | 2.5 | 2.4 | 2.4 | 12 | 2011 | Clipper | C96 | 15 | 2 | 262 | 27-021683
57138 | University of Minnesota WCROC | 57823 | WCROC Wind Farm | MN | Stevens | WTG1 | OP | Onshore Wind Turbine | WT | IPP Non-CHP | 2 | 1.7 | 0.4 | 0.7 | 3 | 2005 | Vestas | V82 | 18 | 2 | 235 | 27-002446
57149 | Rippey Wind Energy LLC | 57830 | Rippey Wind Farm | IA | Greene | NORD | OP | Onshore Wind Turbine | WT | IPP Non-CHP | 2 | 50 | 50 | 50 | 8 | 2012 | Nordex | N100 | 19 | 3 | 328 | 19-022362
57150 | Bethel Wind Energy LLC | 57832 | Hawkeye Wind Farm | IA | Bremer | NORD | OP | Onshore Wind Turbine | WT | IPP Non-CHP | 2 | 36 | 36 | 36 | 10 | 2012 | Nordex | N100 | 19 | 3 | 328 | 19-022355
57157 | Wolf Wind Project | 56586 | Sunset Breeze LLC | MN | Nobles | 1 | OP | Onshore Wind Turbine | WT | IPP Non-CHP | 2 | 1.3 | 1.3 | 1.3 | 5 | 2006 | Suzlon | S-64 | 17.9 | 2 | 241.1 | 27-020523
57157 | Wolf Wind Project | 56587 | Minnesota Breeze LLC | MN | Nobles | 1 | OP | Onshore Wind Turbine | WT | IPP Non-CHP | 2 | 1.3 | 1.3 | 1.3 | 5 | 2006 | Suzlon | S-64 | 17.9 | 2 | 241.1 | 27-020525
57157 | Wolf Wind Project | 56588 | G Flow Wind LLC | MN | Nobles | 1 | OP | Onshore Wind Turbine | WT | IPP Non-CHP | 2 | 1.3 | 1.3 | 1.3 | 5 | 2006 | Suzlon | S-64 | 17.9 | 2 | 241.1 | 27-002800
57157 | Wolf Wind Project | 56589 | Wolf Wind Enterprises LLC | MN | Nobles | 1 | OP | Onshore Wind Turbine | WT | IPP Non-CHP | 2 | 1.3 | 1.3 | 1.3 | 5 | 2006 | Suzlon | S-64 | 17.9 | 2 | 241.1 | 27-020525
57157 | Wolf Wind Project | 56590 | Green Acres Breeze LLC | MN | Nobles | 1 | OP | Onshore Wind Turbine | WT | IPP Non-CHP | 2 | 1.3 | 1.3 | 1.3 | 5 | 2006 | Suzlon | S-64 | 17.9 | 2 | 241.1 | 27-020524
57158 | Ewington Wind Project | 56624 | BC Energy LLC | MN | Jackson | 1 | OP | Onshore Wind Turbine | WT | IPP Non-CHP | 2 | 4 | 4 | 4 | 1 | 2008 | Suzlon | S-88 | 17.8 | 2 | 259.2 | 27-002837
57158 | Ewington Wind Project | 56625 | KC Energy LLC | MN | Jackson | 1 | OP | Onshore Wind Turbine | WT | IPP Non-CHP | 2 | 4 | 4 | 4 | 1 | 2008 | Suzlon | S-88 | 17.8 | 2 | 259.2 | 27-020052
57158 | Ewington Wind Project | 56626 | K&D Energy LLC | MN | Jackson | 1 | OP | Onshore Wind Turbine | WT | IPP Non-CHP | 2 | 4 | 4 | 4 | 1 | 2008 | Suzlon | S-88 | 17.8 | 2 | 259.2 | 27-020063
57158 | Ewington Wind Project | 56627 | KSS Turbines LLC | MN | Jackson | 1 | OP | Onshore Wind Turbine | WT | IPP Non-CHP | 2 | 4 | 4 | 4 | 1 | 2008 | Suzlon | S-88 | 17.8 | 2 | 259.2 | 27-002838
57170 | EDF Renewable Asset Holdings, Inc. | 10815 | Difwind Farms Ltd VII | CA | Alameda | GEN1 | OP | Onshore Wind Turbine | WT | IPP Non-CHP | 2 | 24 | 21 | 21 | 1 | 1987 | Nordtank | 120 kW |  |  | 106.6
57170 | EDF Renewable Asset Holdings, Inc. | 54453 | EDF Renewable Windfarm V Inc | CA | Solano | GEN2 | OP | Onshore Wind Turbine | WT | IPP Non-CHP | 2 | 16.2 | 16.2 | 16.2 | 1 | 1990 | GE | 1.5 SLE | 19 | 2 | 262.5
57170 | EDF Renewable Asset Holdings, Inc. | 54686 | Difwind Farms Ltd VI | CA | Kern | EXIS | OP | Onshore Wind Turbine | WT | IPP Non-CHP | 2 | 27.1 | 25.3 | 25.3 | 1 | 1987 | Micon | 108 |  |  | 131.2
57170 | EDF Renewable Asset Holdings, Inc. | 54687 | Difwind Farms Ltd VIII | CA | Kern | EXIS | OP | Onshore Wind Turbine | WT | IPP Non-CHP | 2 | 15 | 15 | 15 | 1 | 1987 | Nordtank | 150 |  |  | 131.2
57170 | EDF Renewable Asset Holdings, Inc. | 55980 | Champepaden Wind Power | MN | Murray | 1 | OP | Onshore Wind Turbine | WT | IPP Non-CHP | 2 | 2 | 2 | 2 | 12 | 2001 | Vestas | V47 | 33.5 | 1 | 213.3
57170 | EDF Renewable Asset Holdings, Inc. | 55981 | Moulton Wind Power | MN | Murray | 1 | OP | Onshore Wind Turbine | WT | IPP Non-CHP | 2 | 2 | 2 | 2 | 12 | 2001 | Vestas | V47 | 22.4 | 2 | 213.3
57170 | EDF Renewable Asset Holdings, Inc. | 56142 | Chanarambie Power Partners, LLC | MN | Murray | WND1 | OP | Onshore Wind Turbine | WT | IPP Non-CHP | 2 | 85.5 | 85.5 | 85.5 | 12 | 2003 | GE | 1.5 | 19 | 2 | 262.5 | 20-04305
57170 | EDF Renewable Asset Holdings, Inc. | 56153 | Viking Wind Partners | MN | Murray | 1 | OP | Onshore Wind Turbine | WT | IPP Non-CHP | 2 | 12 | 12 | 12 | 12 | 2003 | GE | 1.5 | 19 | 2 | 262.5
57170 | EDF Renewable Asset Holdings, Inc. | 56302 | Oasis Wind | CA | Kern | 1 | OP | Onshore Wind Turbine | WT | IPP Non-CHP | 2 | 60 | 60 | 60 | 12 | 2004 | Mitsubishi | MWT1000 | 19 | 2 | 196.9
57170 | EDF Renewable Asset Holdings, Inc. | 56447 | Hawi Wind Farm | HI | Hawaii | V-47 | OP | Onshore Wind Turbine | WT | IPP Non-CHP | 2 | 10.6 | 10.6 | 10.6 | 5 | 2006 | Vestas | V47 | 22.4 | 1 | 131.2
57170 | EDF Renewable Asset Holdings, Inc. | 56617 | Fenton Wind Farm | MN | Murray | 1 | OP | Onshore Wind Turbine | WT | IPP Non-CHP | 2 | 205.5 | 205.5 | 205.5 | 9 | 2007 | GE | 1.5 SLE | 19 | 2 | 262.5 | 20-14124
57170 | EDF Renewable Asset Holdings, Inc. | 56874 | Shiloh Wind Project 2 LLC | CA | Solano | TBD | OP | Onshore Wind Turbine | WT | IPP Non-CHP | 2 | 150 | 150 | 150 | 1 | 2009 | Siemens | MM92 | 19 | 2 | 262.5
57170 | EDF Renewable Asset Holdings, Inc. | 56876 | Wapsipinicon Wind Project | MN | Mower | TBD | OP | Onshore Wind Turbine | WT | IPP Non-CHP | 2 | 100.5 | 100.5 | 100.5 | 2 | 2009 | GE | 1.5 SLE | 19 | 2 | 262.5
57170 | EDF Renewable Asset Holdings, Inc. | 56878 | Hoosier Wind Project LLC | IN | Benton | TBD | OP | Onshore Wind Turbine | WT | IPP Non-CHP | 2 | 106 | 106 | 106 | 11 | 2009 | Senvion | MM92 | 19 | 2 | 257.5
57170 | EDF Renewable Asset Holdings, Inc. | 57268 | Chestnut Flats Wind Farm | PA | BLAIR | 1 | OP | Onshore Wind Turbine | WT | IPP Non-CHP | 2 | 38 | 38 | 38 | 12 | 2011 | Gamesa | G87/G90 | 19 | 2 | 328.1
57170 | EDF Renewable Asset Holdings, Inc. | 57374 | Lakefield Wind Project LLC | MN | Jackson | LAKE1 | OP | Onshore Wind Turbine | WT | IPP Non-CHP | 2 | 205.5 | 205.5 | 205.5 | 10 | 2011 | GE | 1.5 | 19 | 2 | 262.5
57170 | EDF Renewable Asset Holdings, Inc. | 57586 | Shiloh III Wind Project LLC | CA | Solano | 1 | OP | Onshore Wind Turbine | WT | IPP Non-CHP | 2 | 102.5 | 102.5 | 100 | 12 | 2011 | Siemens | MM92 | 19 | 2 | 262.5
57170 | EDF Renewable Asset Holdings, Inc. | 57725 | Shiloh IV Wind Project LLC | CA | Solano | 1 | OP | Onshore Wind Turbine | WT | IPP Non-CHP | 2 | 101.3 | 101.3 | 101.3 | 12 | 2012 | Siemens | MM 92 | 19 | 2 | 257.5
57170 | EDF Renewable Asset Holdings, Inc. | 57757 | Pacific Wind LLC | CA | Kern | 1 | OP | Onshore Wind Turbine | WT | IPP Non-CHP | 2 | 151.7 | 140 | 140 | 8 | 2012 | Siemens | MM92 | 19 | 2 | 257.5
57170 | EDF Renewable Asset Holdings, Inc. | 57973 | Spinning Spur Wind LLC | TX | Oldham | GEN1 | OP | Onshore Wind Turbine | WT | IPP Non-CHP | 2 | 161 | 161 | 161 | 11 | 2012 | Siemens | 2.3 | 19 | 2 | 262.5
57170 | EDF Renewable Asset Holdings, Inc. | 57974 | Bobcat Bluff Wind Project LLC | TX | Archer | GEN1 | OP | Onshore Wind Turbine | WT | IPP Non-CHP | 2 | 150 | 150 | 150 | 12 | 2012 | GE | 1.5 SLE | 19 | 2 | 262.5
57170 | EDF Renewable Asset Holdings, Inc. | 57975 | Spearville 3 LLC | KS | Ford | GEN1 | OP | Onshore Wind Turbine | WT | IPP Non-CHP | 2 | 108 | 108 | 108 | 10 | 2012 | GE | 1.6 | 19 | 2 | 262.5 | 20-13079
57170 | EDF Renewable Asset Holdings, Inc. | 58773 | TX Hereford Wind | TX | Deaf Smith | GEN1 | OP | Onshore Wind Turbine | WT | IPP Non-CHP | 2 | 200 | 200 | 200 | 12 | 2014 | GE | 1.85 | 19 | 2 | 262.5
57170 | EDF Renewable Asset Holdings, Inc. | 58774 | Spinning Spur Wind II | TX | Oldham | GEN1 | OP | Onshore Wind Turbine | WT | IPP Non-CHP | 2 | 161 | 161 | 161 | 7 | 2014 | GE | 1.85 | 19 | 2 | 262.5
57171 | Franklin County Wind LLC | 57844 | Franklin County Wind Farm | IA | Franklin | 1 | OP | Onshore Wind Turbine | WT | IPP Non-CHP | 2 | 99 | 99 | 99 | 12 | 2012 | Vestas | V82 | 17.7 | 2 | 262 | 2011-WTE-6355-OE
57191 | Caney River Wind Project | 57858 | Caney River Wind Project | KS | Elk | 1 | OP | Onshore Wind Turbine | WT | IPP Non-CHP | 2 | 200 | 200 | 200 | 11 | 2011 | Vestas | V90 | 23 | 2 | 344 | ?
57202 | E&E Enterprises LLC | 56215 | Allendorf | IA | Osceola | A1 | OP | Onshore Wind Turbine | WT | IPP Non-CHP | 2 | 1.2 | 1.4 | 1.4 | 10 | 1998 | NEG-Micon | M1500/600 | 18 | 1 | 165
57215 | Regents of the University of Minnesota | 57880 | Eolos Wind Energy Research Field Station | MN | Dakota | 1 | OP | Onshore Wind Turbine | WT | IPP Non-CHP | 2 | 2.5 | 2.5 | 2.5 | 10 | 2011 | Clipper | C96 | 19 | 2 | 262.5 | 27-026264
57256 | Harvest II Windfarm LLC | 57888 | Harvest II Windfarm | MI | Huron | 1 | OP | Onshore Wind Turbine | WT | IPP Non-CHP | 2 | 59.4 | 59.4 | 59.4 | 11 | 2012 | Vestas | V-100 | 16.4 | 3 | 311.7 | 26-024390
57257 | Wildcat Wind LLC | 57887 | Wildcat Wind | NM | Lea | 1 | OP | Onshore Wind Turbine | WT | IPP Non-CHP | 2 | 27.3 | 27.3 | 27.3 | 7 | 2012 | Suzlon | S-97 | 18.2 | 3 | 295.3 | 35-021404
57333 | Musselshell Wind Project LLC | 57963 | Musselshell Wind Project | MT | Wheatland | MS01 | OP | Onshore Wind Turbine | WT | IPP Non-CHP | 2 | 10 | 2.3 | 3.8 | 12 | 2012 | Goldwind | GW87/1500 | 22 | 3 | 246 | 30-020580
57337 | Aegis Renewables LLC | 57427 | Ryegrass Windfarm | ID | Elmore | 1 | OP | Onshore Wind Turbine | WT | IPP Non-CHP | 2 | 23 | 23 | 23 | 12 | 2012 | Siemens | SWT 2.3 101 | 13.4 | 2 | 262 | 16-021550
57337 | Aegis Renewables LLC | 57428 | Hammett Hill Windfarm | ID | Elmore | 1 | OP | Onshore Wind Turbine | WT | IPP Non-CHP | 2 | 23 | 23 | 23 | 12 | 2012 | Siemens | SWT 2.3 101 | 13.4 | 2 | 262 | 16-021560
57337 | Aegis Renewables LLC | 57429 | Mainline Windfarm | ID | Elmore | 1 | OP | Onshore Wind Turbine | WT | IPP Non-CHP | 2 | 23 | 23 | 23 | 12 | 2012 | Siemens | SWT 2.3 101 | 13.4 | 2 | 262 | 16-021497
57337 | Aegis Renewables LLC | 57430 | Desert Meadow Windfarm | ID | Elmore | 1 | OP | Onshore Wind Turbine | WT | IPP Non-CHP | 2 | 23 | 23 | 23 | 12 | 2012 | Siemens | SWT 2.3 101 | 13.4 | 2 | 262 | 16-021532
57337 | Aegis Renewables LLC | 57431 | Cold Springs Windfarm | ID | Elmore | 1 | OP | Onshore Wind Turbine | WT | IPP Non-CHP | 2 | 23 | 23 | 23 | 12 | 2012 | Siemens | SWT 2.3 101 | 13.4 | 2 | 262 | 2012-WTW-7187-OE
57337 | Aegis Renewables LLC | 57444 | Two Ponds Windfarm | ID | Elmore | 1 | OP | Onshore Wind Turbine | WT | IPP Non-CHP | 2 | 23 | 23 | 23 | 12 | 2012 | Siemens | STW 2.3 101 | 13.4 | 2 | 262 | 16-021513
57338 | Musselshell Wind Project Two LLC | 57965 | Musselshell Wind Project Two LLC | MT | Wheatland | MS02 | OP | Onshore Wind Turbine | WT | IPP Non-CHP | 2 | 10 | 2.3 | 3.8 | 12 | 2012 | Goldwind | GW87/1500 | 22 | 3 | 246 | 30-020607
57340 | Cashton Greens Wind Farm LLC | 57968 | Cashton Greens Wind Farm | WI | Monroe | CGWF | OP | Onshore Wind Turbine | WT | IPP Non-CHP | 2 | 5 | 4.8 | 4.8 | 5 | 2012 | Clipper | C96 | 15 | 2 | 328 | 55-020924
57355 | Stephens Ranch Wind Energy LLC | 57983 | Stephens Ranch Wind Energy LLC | TX | Borden | 1 | OP | Onshore Wind Turbine | WT | IPP Non-CHP | 2 | 211 | 211 | 211 | 12 | 2014 | GE | 1.79-100 | 17.9 | 2 | 262.5 | 48-032019
57363 | Canadian Hills Wind LLC | 57987 | Canadian Hills Wind | OK | Canadian | 1 | OP | Onshore Wind Turbine | WT | IPP Non-CHP | 2 | 298.5 | 298.5 | 298.5 | 12 | 2012 | REpower | MM92 | 19 | 3 | 273 | 40-025707
57370 | NaturEner Rim Rock Energy LLC | 57995 | NaturEner Rim Rock Energy | MT | Toole | RR | OP | Onshore Wind Turbine | WT | IPP Non-CHP | 2 | 189 | 184.6 | 184.6 | 12 | 2012 | Acciona | AW 1.5 | 18 | 2 | 264 | 30-020488
57372 | Auwahi Wind Energy LLC | 57996 | Auwahi Wind Energy | HI | Maui | AWET | OP | Onshore Wind Turbine | WT | IPP Non-CHP | 2 | 24 | 24 | 24 | 12 | 2012 | Siemens | SWT-3.0-101 | 24.6 | 1 | 261 | 2011-WTW-6000-OE
57378 | Granite Reliable Power | 58004 | Granite Reliable Power | NH | Coos | 1 | OP | Onshore Wind Turbine | WT | IPP Non-CHP | 2 | 99 | 99 | 99 | 2 | 2012 | Vestas | V90 | 19.5 | 2 | 266.7 | 33-022373
57395 | Shooting Star Wind Project LLC | 58018 | Shooting Star Wind Project LLC | KS | Kiowa | 1 | OP | Onshore Wind Turbine | WT | IPP Non-CHP | 2 | 104 | 104 | 104 | 9 | 2012 | GE | 1.6-82.5 | 20.4 | 2 | 262.5 | 20-021772
57396 | High Mesa Energy LLC | 58019 | High Mesa Energy LLC | ID | Twin Falls | 1 | OP | Onshore Wind Turbine | WT | IPP Non-CHP | 2 | 40 | 40 | 40 | 12 | 2012 | Suzlon | S-97 | 14.7 | 3 | 295.3 | 16-021589
57397 | Beebe Renewable Energy LLC | 58020 | Beebe Renewable Energy LLC | MI | Gratiot | 1 | OP | Onshore Wind Turbine | WT | IPP Non-CHP | 2 | 81.6 | 81.6 | 81.6 | 12 | 2012 | Nordex | N117 | 14.9 | 3 | 298.6 | 26-021115
57398 | Whitetail Wind Energy LLC | 58021 | Whitetail Wind Energy LLC | TX | Webb | 1 | OP | Onshore Wind Turbine | WT | IPP Non-CHP | 2 | 92 | 92 | 92 | 12 | 2012 | GE | 1.6-82.5 | 17.5 | 2 | 262.5 | 48-031262
57401 | Mt Wachusett Community College | 58025 | Mt Wachusett Community College | MA | Worcester | WTG1 | OP | Onshore Wind Turbine | WT | Commercial Non-CHP | 4 | 1.7 | 1.7 | 1.7 | 3 | 2011 | Vestas | V82 | 12.3 | 3 | 262 | 25-021978
57401 | Mt Wachusett Community College | 58025 | Mt Wachusett Community College | MA | Worcester | WTG2 | OP | Onshore Wind Turbine | WT | Commercial Non-CHP | 4 | 1.7 | 1.7 | 1.7 | 3 | 2011 | Vestas | V82 | 12.3 | 3 | 262 | 25-021982
57402 | Spruce Mountain Wind LLC | 58026 | Spruce Mountain WInd | ME | Oxford | 1 | OP | Onshore Wind Turbine | WT | IPP Non-CHP | 2 | 20 | 20 | 20 | 12 | 2011 | Gamesa | G90 | 19 | 1 | 256 | 23-021759
57409 | Buffalo Center Wind LLC | 58038 | Buffalo Center Wind LLC | IA | Mitchell | BCW | OP | Onshore Wind Turbine | WT | IPP Non-CHP | 2 | 1.5 | 1.5 | 1.5 | 11 | 2011 | Goldwind | 1.5 mw | 16 | 2 | 275 | 19-022308
57412 | Chisholm View Wind Project | 58041 | Chisholm View Wind Project | OK | Garfield | 1 | OP | Onshore Wind Turbine | WT | IPP Non-CHP | 2 | 235.2 | 235.2 | 235.2 | 12 | 2012 | GE | 1.68 | 24 | 2 | 328
57416 | Anchor Wind LLC | 58044 | Pioneer Grove Wind Farm | IA | Cedar | GEN1 | OP | Onshore Wind Turbine | WT | IPP Non-CHP | 2 | 6 | 4.5 | 4.5 | 12 | 2012 | Acciona | AW3000 | 4.5 | 2 | 328 | 19-022574
57417 | Zephyr Wind LLC | 58045 | Community Wind South | MN | Nobles | GEN1 | OP | Onshore Wind Turbine | WT | IPP Non-CHP | 2 | 30 | 30 | 30 | 12 | 2012 | REpower | MM92 | 20 | 2 | 328 | 27-021681
57421 | BayWa r.e Wind LLC | 58048 | BayWa r.e Mozart LLC | TX | Kent | 1 | OP | Onshore Wind Turbine | WT | IPP Non-CHP | 2 | 30 | 30 | 30 | 12 | 2012 | Nordex | N100 | 19 | 2 | 262 | 2012-WTW-7642-OE
57421 | BayWa r.e Wind LLC | 58233 | Wagner Wind LLC | CA | Riverside | GEN1 | OP | Onshore Wind Turbine | WT | IPP Non-CHP | 2 | 6 | 6 | 6 | 12 | 2012 | Vestas | V90 | 22.3 | 1 | 262 | 06-023364
57421 | BayWa r.e Wind LLC | 58464 | Broadview Energy Prime LLC | NM | Curry | 0001 | OP | Onshore Wind Turbine | WT | IPP Non-CHP | 2 | 9.9 | 9.9 | 9.9 | 2 | 2014 | Vestas | V82 | 19 | 1 | 262 | 35-022529
57421 | BayWa r.e Wind LLC | 58465 | Broadview Energy Prime 2 LLC | NM | Curry | 0002 | OP | Onshore Wind Turbine | WT | IPP Non-CHP | 2 | 9.9 | 9.9 | 9.9 | 2 | 2014 | Vestas | V82 | 19 | 1 | 262 | 35-022535
57421 | BayWa r.e Wind LLC | 58939 | Anderson Wind I | NM | Chaves | AND1 | OP | Onshore Wind Turbine | WT | IPP Non-CHP | 2 | 5 | 5 | 5 | 12 | 2014 | Vestas | V82 | 19 | 2 | 262 | 2014-WTW-658-OE
57421 | BayWa r.e Wind LLC | 58940 | Anderson Wind II | NM | Chaves | AND2 | OP | Onshore Wind Turbine | WT | IPP Non-CHP | 2 | 10 | 10 | 10 | 12 | 2014 | Vestas | V100 | 19 | 2 | 262 | 2014-WTW-661-OE
57443 | MWRA Charlestown | 58065 | Charlestown Wind Turbine | MA | Suffolk | CWT1 | OP | Onshore Wind Turbine | WT | IPP Non-CHP | 2 | 1.5 | 1.5 | 1.5 | 10 | 2011 | Sinovel | SL1500/82 | 10.8 | 3 | 230 | 25-022118
57444 | 5045 Wind Partners LLC | 58071 | Windwalkers LLC | IA | Worth | 1 | OP | Onshore Wind Turbine | WT | IPP Non-CHP | 2 | 1.6 | 1.6 | 1.6 | 9 | 2011 | GE | 1.6MW 82.5 | 17 | 1 | 265 | 2009-WTE-9142-OE
57444 | 5045 Wind Partners LLC | 58089 | Roeder Family Wind Farm LLC | IA | Worth | 1 | OP | Onshore Wind Turbine | WT | IPP Non-CHP | 2 | 1.6 | 1.6 | 1.6 | 9 | 2011 | GE | 1.6 82.5 | 17 | 1 | 265 | 2009-WTE-536-OE
57451 | Rocky Ridge Wind Project LLC | 58078 | Rocky Ridge Wind Project | OK | Kiowa | GE 1. | OP | Onshore Wind Turbine | WT | IPP Non-CHP | 2 | 148.8 | 148.8 | 148.8 | 6 | 2012 | GE | 1.62 | 24 | 2 | 328
57460 | NextEra Wolf Ridge LLC | 58080 | Wolf Ridge Wind | TX | Cooke | 1 | OP | Onshore Wind Turbine | WT | IPP Non-CHP | 2 | 112.5 | 112.5 | 112.5 | 8 | 2008 | GE | GE 1.5 XLE | 16.8 | 3 | 262.5 | 48-009119
57469 | Stony Creek Wind Farm NY | 58088 | Stony Creek Wind Farm NY | NY | Wyoming | 1 | OP | Onshore Wind Turbine | WT | IPP Non-CHP | 2 | 94.4 | 94.4 | 94.4 | 11 | 2013 | GE | GE 1.62MW | 15.9 | 3 | 262.5 | 36-028942
57476 | Foundation CA Fund VI Manager LLC | 58101 | Foundation Cemex River Plant | CA | San Bernardino | WTG1 | OP | Onshore Wind Turbine | WT | IPP Non-CHP | 2 | 1.6 | 1.6 | 1.6 | 12 | 2012 | GE | GE 1.6 XLE | 11.2 | 4 | 262 | 06-023238
57476 | Foundation CA Fund VI Manager LLC | 58101 | Foundation Cemex River Plant | CA | San Bernardino | WTG2 | OP | Onshore Wind Turbine | WT | IPP Non-CHP | 2 | 1.6 | 1.6 | 1.6 | 12 | 2012 | GE | GE 1.6 XLE | 11.2 | 4 | 262 | 06-023239
57476 | Foundation CA Fund VI Manager LLC | 58102 | Foundation Cemex BMQ | CA | San Bernardino | WTG1 | OP | Onshore Wind Turbine | WT | IPP Non-CHP | 2 | 1.5 | 1.5 | 1.5 | 12 | 2012 | GE | GE 1.5 SLE | 13.4 | 4 | 213 | 2012-WTW-182-OE
57476 | Foundation CA Fund VI Manager LLC | 58102 | Foundation Cemex BMQ | CA | San Bernardino | WTG2 | OP | Onshore Wind Turbine | WT | IPP Non-CHP | 2 | 1.5 | 1.5 | 1.5 | 12 | 2012 | GE | GE 1.5 SLE | 13.4 | 4 | 213 | 2012-WTW-374-OE
57476 | Foundation CA Fund VI Manager LLC | 58104 | Foundation Superior Farms | CA | Solano | WTG1 | OP | Onshore Wind Turbine | WT | Industrial Non-CHP | 6 | 1 | 1 | 1 | 12 | 2012 | Mitsubishi | MWT-1000A | 13.9 | 4 | 180 | 2011-WTW-4978-OE
57476 | Foundation CA Fund VI Manager LLC | 58105 | Foundation Wal-Mart Red Bluff | CA | Tehama | WTG1 | OP | Onshore Wind Turbine | WT | Commercial Non-CHP | 4 | 1 | 1 | 1 | 9 | 2012 | GE | GE 1.5 SLE | 21 | 4 | 213 | 2010-WTW-16389-OE
57480 | Heritage Garden Wind Farm I LLC | 58103 | Heritage Garden Wind Farm I LLC | MI | Delta | 1 | OP | Onshore Wind Turbine | WT | IPP Non-CHP | 2 | 28 | 28 | 28 | 9 | 2012 | Gamesa | G97 | 16.2 | 2 | 288 | 26-020906
57480 | Heritage Garden Wind Farm I LLC | 58891 | Big Turtle Wind Farm, LLC | MI | Huron | BTWF1 | OP | Onshore Wind Turbine | WT | IPP Non-CHP | 2 | 20 | 20 | 20 | 12 | 2014 | Gamesa | G114 | 16.7 | 2 | 305 | 2013-WTE-4992-OE
57484 | Foundation CA Fund V Manager, LLC | 58112 | Foundation Cemex Madison | CA | Yolo | WTG1 | OP | Onshore Wind Turbine | WT | IPP Non-CHP | 2 | 1 | 1 | 1 | 8 | 2012 | GE | GE SLE 1.5 | 21 | 4 | 213 | 2011-WTW-7106-OE
57484 | Foundation CA Fund V Manager, LLC | 58113 | Foundation RRM | CA | Riverside | WTG1 | OP | Onshore Wind Turbine | WT | IPP Non-CHP | 2 | 1 | 1 | 1 | 12 | 2012 | GE | GE 1.5 SLE | 21 | 1 | 213 | 2011-WTW-6359-OE
57484 | Foundation CA Fund V Manager, LLC | 58113 | Foundation RRM | CA | Riverside | WTG2 | OP | Onshore Wind Turbine | WT | IPP Non-CHP | 2 | 1 | 1 | 1 | 12 | 2012 | GE | GE 1.5 SLE | 21 | 1 | 213 | 2011-WTW-6360-OE
57484 | Foundation CA Fund V Manager, LLC | 58114 | Foundation NWNA | CA | Riverside | WTG1 | OP | Onshore Wind Turbine | WT | IPP Non-CHP | 2 | 1.6 | 1.6 | 1.6 | 12 | 2012 | GE | GE 1.6 XLE | 20.4 | 1 | 262 | 2011-WTW-10500
57484 | Foundation CA Fund V Manager, LLC | 58114 | Foundation NWNA | CA | Riverside | WTG2 | OP | Onshore Wind Turbine | WT | IPP Non-CHP | 2 | 1.6 | 1.6 | 1.6 | 12 | 2012 | GE | GE 1.6 XLE | 20.4 | 1 | 262 | 06-023296
57493 | MidAmerican Renewables LLC | 57834 | Pinyon Pine I | CA | Kern | AW07 | OP | Onshore Wind Turbine | WT | IPP Non-CHP | 2 | 168 | 168 | 168 | 11 | 2012 | Vestas | V-90 | 18.7 | 2 | 262.5 | 06-023300
57493 | MidAmerican Renewables LLC | 57837 | Pinyon Pine II | CA | Kern | AW09 | OP | Onshore Wind Turbine | WT | IPP Non-CHP | 2 | 132 | 132 | 132 | 11 | 2012 | Vestas | V-90 | 18.6 | 2 | 262.5 | 06-023348
57493 | MidAmerican Renewables LLC | 58111 | Bishop Hill II Wind Farm | IL | Henry | 1 | OP | Onshore Wind Turbine | WT | IPP Non-CHP | 2 | 81 | 81 | 81 | 10 | 2012 | GE | 1.6 100/100 | 16.8 | 3 | 328 | 17-022110
57503 | Limon | 58126 | Limon Wind I | CO | Lincoln | 1 | OP | Onshore Wind Turbine | WT | IPP Non-CHP | 2 | 200 | 200 | 200 | 11 | 2012 | GE | 1.6 | 17 | 3 | 262 | W5DW
57503 | Limon | 58127 | Limon Wind II | CO | Lincoln | 1 | OP | Onshore Wind Turbine | WT | IPP Non-CHP | 2 | 200 | 200 | 200 | 11 | 2012 | GE | GE 1.6 | 14.7 | 3 | 262 | 08-021060
57503 | Limon | 59083 | Limon III Wind LLC | CO | Lincoln | WT1 | OP | Onshore Wind Turbine | WT | IPP Non-CHP | 2 | 200.6 | 200.6 | 200.6 | 8 | 2014 | GE | GE 1.6 | 17 | 3 | 262
58090 | NextEra Energy Resources Ensign Wind | 58137 | Ensign Wind LLC | KS | Gray | 1 | OP | Onshore Wind Turbine | WT | IPP Non-CHP | 2 | 98.9 | 98.9 | 98.9 | 11 | 2012 | Siemens | Siemens 2.3 | 19 | 2 | 262.5 | 20-024457
58121 | North Sky River Energy LLC | 58154 | North Sky River Energy LLC | CA | Kern | GEN1 | OP | Onshore Wind Turbine | WT | IPP Non-CHP | 2 | 162 | 162 | 162 | 12 | 2012 | GE | GE 1.6 ESS_XLE | 16.8 | 3 | 286 | 06-025007
58132 | Perrin Ranch Wind LLC | 58155 | Perrin Ranch Wind LLC | AZ | Coconino | GEN1 | OP | Onshore Wind Turbine | WT | IPP Non-CHP | 2 | 99.2 | 99.2 | 99.2 | 1 | 2012 | GE | GE 1.6 ESS-XLE | 16.8 | 3 | 262.5 | 04-020393
58134 | Cirrus Wind 1 LLC | 58162 | Cirrus Wind 1 LLC | TX | Lynn | CW | OP | Onshore Wind Turbine | WT | IPP Non-CHP | 2 | 61.2 | 61.2 | 61.2 | 12 | 2012 | CCWE | CCWE3600HD | 6.7 | 2 | 279 | 2012-WTW-498-OE
58143 | Cimarron Wind Energy LLC | 57762 | Cimarron Wind Energy LLC | KS | Gray | CPV1 | OP | Onshore Wind Turbine | WT | IPP Non-CHP | 2 | 165.6 | 165.6 | 165.6 | 11 | 2012 | Siemens | 2.3 | 14 | 3 | 297 | 20-023404
58150 | Big Blue Wind Farm LLC | 57289 | Big Blue | MN | Faribault | BBWP | OP | Onshore Wind Turbine | WT | IPP Non-CHP | 2 | 36 | 36 | 36 | 12 | 2012 | Gamesa | G97-2.0 MW | 19 | 2 | 255.9 | 27-021561
58180 | Blackwell Wind, LLC | 58209 | NextEra-Blackwell Wind, LLC | OK | Kay | WT | OP | Onshore Wind Turbine | WT | IPP Non-CHP | 2 | 59.8 | 59.8 | 59.8 | 12 | 2012 | Siemens | Siemens 2.3 | 19 | 2 | 262.5 | 40-021939
58187 | Haviland Plastic Products Co | 58220 | Haviland Plastic Products | OH | Paulding | WTGA | OP | Onshore Wind Turbine | WT | Industrial Non-CHP | 6 | 1.5 | 1.5 | 1.5 | 5 | 2013 | Goldwind | GW1500 | 13 | 3 | 263 | 3266
58187 | Haviland Plastic Products Co | 58220 | Haviland Plastic Products | OH | Paulding | WTGB | OP | Onshore Wind Turbine | WT | Industrial Non-CHP | 6 | 1.5 | 1.5 | 1.5 | 5 | 2013 | Goldwind | GW1500 | 13 | 3 | 263 | 3267
58187 | Haviland Plastic Products Co | 58220 | Haviland Plastic Products | OH | Paulding | WTGC | OP | Onshore Wind Turbine | WT | Industrial Non-CHP | 6 | 1.5 | 1.5 | 1.5 | 6 | 2013 | Goldwind | GW1500 | 13 | 3 | 263 | 8323
58190 | Bluestem LLC | 7771 | Springview | NE | Keya Paha | 3 | OP | Onshore Wind Turbine | WT | IPP Non-CHP | 2 | 1.5 | 1.5 | 1.5 | 6 | 2011 | VENSYS | 77 | 16 | 1 | 201 | 31-000989
58190 | Bluestem LLC | 7771 | Springview | NE | Keya Paha | 4 | OP | Onshore Wind Turbine | WT | IPP Non-CHP | 2 | 1.5 | 1.5 | 1.5 | 6 | 2011 | VENSYS | 77 | 16 | 1 | 201 | 31-000989
58208 | Horse Butte Wind I, LLC | 57890 | Horse Butte Wind I, LLC | ID | Bonneville | 1 | OP | Onshore Wind Turbine | WT | Electric Utility | 1 | 57.6 | 57.6 | 57.6 | 8 | 2012 | Vestas | V100 | 15.4 | 3 | 262 | 16-021476
58212 | Georgia Mountain Community Wind, LLC | 58238 | Georgia Mountain Community Wind Farm | VT | Chittenden | GMCW | OP | Onshore Wind Turbine | WT | IPP Non-CHP | 2 | 10 | 10 | 10 | 12 | 2012 | Goldwind | GW2.5PMDD100 | 17.5 | 2 | 262 | 12003-12006
58270 | GE Wind Energy LLC | 57566 | GE 1 6 100 Prototype | CA | Kern | 1.7SF | OP | Onshore Wind Turbine | WT | IPP Non-CHP | 2 | 1.8 | 1.8 | 1.8 | 5 | 2014 | GE | 1.79-100 | 17.9 | 2 | 314.9 | 0
58298 | FPL Energy Stateline II Inc | 58324 | Vansycle II Wind Energy Center | OR | Umatilla | SIE23 | OP | Onshore Wind Turbine | WT | IPP Non-CHP | 2 | 98.9 | 98.9 | 98.9 | 12 | 2009 | Siemens | Siemens 2.3 | 19 | 2 | 262.5 | 415
58340 | Tuscola Bay Wind LLC | 58351 | Tuscola Bay Wind | MI | Tuscola | GE16 | OP | Onshore Wind Turbine | WT | IPP Non-CHP | 2 | 120 | 120 | 120 | 12 | 2012 | GE | GE 1.6 ESS-XLE | 16.8 | 3 | 262.5 | 26-002786
58353 | NextEra Energy Majestic Wind | 56648 | Majestic 1 Wind Farm | TX | Carson | 1 | OP | Onshore Wind Turbine | WT | IPP Non-CHP | 2 | 79.5 | 79.5 | 79.5 | 1 | 2009 | GE | GE 1.5 SLE | 19 | 2 | 262.5 | 48-031428
58353 | NextEra Energy Majestic Wind | 58363 | Majestic II Wind | TX | Carson | WND1 | OP | Onshore Wind Turbine | WT | IPP Non-CHP | 2 | 79.6 | 79.6 | 79.6 | 8 | 2012 | GE | GE 1.6 ESS-XLE | 16.8 | 3 | 262.5 | 48-031434
58360 | Blue Summit Wind LLC | 58372 | Blue Summit Wind LLC | TX | Wilbarger | GEN1 | OP | Onshore Wind Turbine | WT | IPP Non-CHP | 2 | 135.4 | 135.4 | 135.4 | 12 | 2012 | GE | GE 1.6ESS/XLE | 16.8 | 3 | 262.5 | 48-026964
58388 | Pantex (NNSA) | 58404 | Pantex | TX | Carson | 1 | OP | Onshore Wind Turbine | WT | Commercial Non-CHP | 4 | 11.5 | 11.5 | 11.5 | 6 | 2014 | Siemens | SWT2.3-101 | 27 | 2 | 262.5 | 48-031428
58389 | Luther College Wind Energy Project LLC | 58407 | Luther College Wind Project | IA | Winneshiek | WTG01 | OP | Onshore Wind Turbine | WT | IPP Non-CHP | 2 | 1.6 | 1.6 | 1.6 | 10 | 2011 | GE | 1.6xle | 16 | 3 | 262 | 19-022082
58412 | Headwaters Wind Farm LLC | 58416 | Headwaters Wind Farm LLC | IN | Randolph | 1 | OP | Onshore Wind Turbine | WT | IPP Non-CHP | 2 | 200 | 200 | 200 | 12 | 2014 | Vestas | V110 | 16.7 | 3 | 311 | 2013-WTE-4329-OE
58420 | Harbor Wind LLC | 58424 | Harbor Wind LLC | TX | Nueces | 1 | OP | Onshore Wind Turbine | WT | IPP Non-CHP | 2 | 9 | 9 | 9 | 2 | 2012 | Guodian United Power | GUP1500-82 | 16.5 | 2 | 262 | 48-026204
58422 | Fire Island Wind LLC | 58425 | Fire Island Wind | AK | Anchorage | WT1 | OP | Onshore Wind Turbine | WT | IPP Non-CHP | 2 | 18 | 18 | 18 | 9 | 2012 | GE | 1.6 XLE | 16.1 | 4 | 262 | 2012-WTW-9938-OE
58430 | Gamesa Wind US LLC | 58441 | Swauk Wind LLC | WA | Kittitas | SW | OP | Onshore Wind Turbine | WT | IPP Non-CHP | 2 | 4.3 | 4.3 | 4.3 | 12 | 2012 | Gamesa | G5X-850kW | 19 | 3 | 180 | 53-021720
58439 | Junction Hilltop Management LLC | 58444 | Junction Hilltop Wind Farm | IA | Greene | JHW | OP | Onshore Wind Turbine | WT | IPP Non-CHP | 2 | 8 | 8 | 8 | 3 | 2012 | GE | 1.6-82.5 | 17.6 | 2 | 262 | 19-022413
58444 | Cumberland Rose Wind Energy, LLC | 58456 | Cumberland Rose | IA | Adair | 1 | OP | Onshore Wind Turbine | WT | IPP Non-CHP | 2 | 1.6 | 1.6 | 1.6 | 8 | 2012 | GE | 1.6-82.5 | 17 | 3 | 262.5
58445 | Forward Fontanelle Power, LLC | 58457 | Fontanelle | IA | Adair | 1 | OP | Onshore Wind Turbine | WT | IPP Non-CHP | 2 | 1.6 | 1.6 | 1.6 | 8 | 2012 | GE | 1.6-82.5 | 17 | 3 | 262.5
58446 | Greenfield Wind Power, LLC | 58458 | Greenfield Wind | IA | Adair | 1 | OP | Onshore Wind Turbine | WT | Electric Utility | 1 | 1.6 | 1.6 | 1.6 | 8 | 2012 | GE | 1.6-82.5 | 17 | 3 | 262.5
58447 | Meadow Ridge Wind Energy, LLC | 58459 | Meadow Ridge | IA | Adair | 1 | OP | Onshore Wind Turbine | WT | IPP Non-CHP | 2 | 1.6 | 1.6 | 1.6 | 7 | 2012 | GE | 1.6-82.5 | 17 | 3 | 262.5
58448 | Sky Volt, LLC | 58460 | Sky Volt | IA | Adair | 1 | OP | Onshore Wind Turbine | WT | IPP Non-CHP | 2 | 1.6 | 1.6 | 1.6 | 8 | 2012 | GE | 1.6-82.5 | 17 | 3 | 262.5
58449 | Wiota Wind Energy, LLC #1 | 58461 | Wiota | IA | Cass | 1 | OP | Onshore Wind Turbine | WT | IPP Non-CHP | 2 | 1.6 | 1.6 | 1.6 | 5 | 2012 | GE | 1.6-82.5 | 17 | 3 | 262.5
58461 | Buffalo Dunes Wind Project LLC | 58474 | Buffalo Dunes Wind Project | KS | Haskell | GE1 | OP | Onshore Wind Turbine | WT | IPP Non-CHP | 2 | 249.8 | 249.8 | 249.8 | 12 | 2013 | GE | 1.85 | 24 | 2 | 328
58488 | Alaska Environmental Power | 58511 | Delta Wind Farm | AK | Southeast Fairbanks | EWT1 | OP | Onshore Wind Turbine | WT | IPP Non-CHP | 2 | 0.9 | 0.9 | 0.9 | 10 | 2009 | EWT | 73.7 | 15.1 | 3 | 240 | 2009-WTW-9233-OE
58488 | Alaska Environmental Power | 58511 | Delta Wind Farm | AK | Southeast Fairbanks | EWT2 | OP | Onshore Wind Turbine | WT | IPP Non-CHP | 2 | 0.9 | 0.9 | 0.9 | 9 | 2013 | EWT | 73.7 | 15.1 | 3 | 240 | 2012-TWT-5225-OE
58488 | Alaska Environmental Power | 58511 | Delta Wind Farm | AK | Southeast Fairbanks | NW1 | OP | Onshore Wind Turbine | WT | IPP Non-CHP | 2 | 0.1 | 0.1 | 0.1 | 9 | 2008 | Southwest Windpower | 100 | 15.1 | 3 | 120 | 02-020099
58520 | Huerfano River Wind, LLC | 58548 | Huerfano River Wind | CO | Huerfano | WTG1 | OP | Onshore Wind Turbine | WT | IPP Non-CHP | 2 | 2 | 2 | 2 | 10 | 2013 | SANY | SE10020IIIE-3 | 16.8 | 3 | 262 | 2102-WTW-9917
58520 | Huerfano River Wind, LLC | 58548 | Huerfano River Wind | CO | Huerfano | WTG2 | OP | Onshore Wind Turbine | WT | IPP Non-CHP | 2 | 2 | 2 | 2 | 10 | 2013 | SANY | SE10020IIIE-3 | 16.8 | 3 | 262 | 2102-WTW-9918
58520 | Huerfano River Wind, LLC | 58548 | Huerfano River Wind | CO | Huerfano | WTG3 | OP | Onshore Wind Turbine | WT | IPP Non-CHP | 2 | 2 | 2 | 2 | 10 | 2013 | SANY | SE10020IIIE-3 | 16.8 | 3 | 262 | 2102-WTW-9919
58520 | Huerfano River Wind, LLC | 58548 | Huerfano River Wind | CO | Huerfano | WTG4 | OP | Onshore Wind Turbine | WT | IPP Non-CHP | 2 | 2 | 2 | 2 | 10 | 2013 | SANY | SE10020IIIE-3 | 16.8 | 3 | 262 | 2102-WTW-9920
58528 | NextEra Energy Operating Services LLC | 56093 | TransAlta Wyoming Wind | WY | Uinta | GE15 | OP | Onshore Wind Turbine | WT | IPP Non-CHP | 2 | 144 | 144 | 144 | 12 | 2003 | Vestas | V80 | 20 | 1 | 240 | unknown
58539 | Pheasant Run Wind LLC | 58580 | Pheasant Run Wind LLC | MI | Huron | 1 | OP | Onshore Wind Turbine | WT | IPP Non-CHP | 2 | 74.8 | 74.8 | 74.8 | 12 | 2013 | GE | 1.7 XLE | 16.8 | 3 | 262 | 26-021056
58545 | Tuscola Wind II LLC | 58587 | Tuscola Wind II LLC | MI | Tuscola | 1 | OP | Onshore Wind Turbine | WT | IPP Non-CHP | 2 | 100.3 | 100.3 | 100.3 | 11 | 2013 | GE | GE 1.7 ESS | 16.8 | 3 | 262.5 | 26-002786
58551 | Steele Flats Wind Project LLC | 58594 | Steele Flats Wind Project LLC | NE | Jefferson | 1 | OP | Onshore Wind Turbine | WT | IPP Non-CHP | 2 | 74.8 | 74.8 | 74.8 | 10 | 2013 | GE | GE 1.7 ESS | 16.8 | 3 | 262.5 | 31-023735
58582 | RP Wind LLC | 58630 | RP Wind | OH | Logan | RPOH | OP | Onshore Wind Turbine | WT | IPP Non-CHP | 2 | 3.4 | 3.4 | 3.4 | 12 | 2013 | Gamesa | G97 | 17 | 2 | 262 | 39-025138
58604 | US Air Force | 58661 | Cape Cod Air Force Station - 6 SWS | MA | Barnstable | GE-3 | OP | Onshore Wind Turbine | WT | Commercial Non-CHP | 4 | 1.7 | 1.7 | 1.7 | 1 | 2014 | GE | 1.68-82.5 | 19 | 2 | 262 | 25-025115
58604 | US Air Force | 58661 | Cape Cod Air Force Station - 6 SWS | MA | Barnstable | GE-4 | OP | Onshore Wind Turbine | WT | Commercial Non-CHP | 4 | 1.7 | 1.7 | 1.7 | 1 | 2014 | GE | 1.68-82.5 | 19 | 2 | 262 | 25-025116
58672 | Everpower Wind Holdings Inc | 57135 | Big Sky Wind LLC | IL | Bureau | 1 | OP | Onshore Wind Turbine | WT | IPP Non-CHP | 2 | 240 | 240 | 240 | 2 | 2011 | Suzlon | S-88 V3 2.1 MW | 19 | 2 | 262 | 17-021440
58672 | Everpower Wind Holdings Inc | 57139 | Highland Wind Project (PA) | PA | Cambria | 1 | OP | Onshore Wind Turbine | WT | IPP Non-CHP | 2 | 62.5 | 62.5 | 62.5 | 8 | 2009 | Nordex | N90 | 22 | 1 | 262.5 | 42-020418
58672 | Everpower Wind Holdings Inc | 57833 | Mustang Hills LLC | CA | Kern | AW06 | OP | Onshore Wind Turbine | WT | IPP Non-CHP | 2 | 150 | 150 | 150 | 5 | 2012 | Vestas | Vestas, V90/3MW | 22.4 | 1 | 262.5 | 2011-WTW-10976-OE
58672 | Everpower Wind Holdings Inc | 57867 | Howard Wind Farm | NY | Steuben | 1 | OP | Onshore Wind Turbine | WT | IPP Non-CHP | 2 | 55.4 | 51.3 | 51.3 | 12 | 2011 | Senvion | MM92 | 19 | 3 | 262.5 | 2010-WTE-15581-OE
58672 | Everpower Wind Holdings Inc | 57867 | Howard Wind Farm | NY | Steuben | 2 | OP | Onshore Wind Turbine | WT | IPP Non-CHP | 2 | 4.1 | 4.1 | 4.1 | 12 | 2012 | Senvion | MM92 | 19 | 3 | 262.5 | 2010-WTE-15581-OE
58672 | Everpower Wind Holdings Inc | 57991 | Highland North Wind Farm | PA | Cambria | 1 | OP | Onshore Wind Turbine | WT | IPP Non-CHP | 2 | 75 | 75 | 75 | 3 | 2012 | Nordex | N100 | 18.5 | 2 | 328.1 | 2009-WTE-13254-OE
58672 | Everpower Wind Holdings Inc | 57998 | Twin Ridges Wind Farm | PA | Somerset | 1 | OP | Onshore Wind Turbine | WT | IPP Non-CHP | 2 | 139.4 | 139.4 | 139.4 | 12 | 2012 | Senvion | MM92 | 19 | 2 | 328.1 | 2011-WTE-3393-OE
58672 | Everpower Wind Holdings Inc | 57999 | Patton Wind Farm | PA | Cambria | 1 | OP | Onshore Wind Turbine | WT | IPP Non-CHP | 2 | 30 | 30 | 30 | 12 | 2012 | Gamesa | G97 | 16.8 | 3 | 295.3 | 2012-WTE-186-OE
58710 | Lakeswind Power Partners | 58836 | Lakeswind Power Partners | MN | Clay | LW1 | OP | Onshore Wind Turbine | WT | IPP Non-CHP | 2 | 51.8 | 50 | 50 | 3 | 2014 | GE | XLE | 31 | 1 | 80 | 2011-WTE-22737-OE
58760 | FPC Services Inc. | 58887 | Com Adam 1WF-1 | IL | Lee | ADAM | OP | Onshore Wind Turbine | WT | IPP Non-CHP | 2 | 2.5 | 2.5 | 2.5 | 10 | 2007 | Clipper | Liberty | 17 | 3 | 263 | 17-003910
58760 | FPC Services Inc. | 58887 | Com Adam 1WF-1 | IL | Lee | EVE | OP | Onshore Wind Turbine | WT | IPP Non-CHP | 2 | 2.5 | 2.5 | 2.5 | 10 | 2007 | Clipper | Liberty | 17 | 3 | 328 | 17-022051
58784 | Fourmile Wind Energy, LLC | 58904 | Fourmile Ridge | MD | Garrett | 1 | OP | Onshore Wind Turbine | WT | IPP Non-CHP | 2 | 40 | 40 | 40 | 12 | 2014 | Nordex | N117 | 17.2 | 2 | 328 | 24-020817
58785 | Beebe 1B Renewable Energy, LLC | 58908 | Beebe 1B | MI | Gratiot | 1 | OP | Onshore Wind Turbine | WT | IPP Non-CHP | 2 | 50.4 | 50.4 | 50.4 | 12 | 2014 | Nordex | N100 | 15.2 | 3 | 299 | 26-027517
58795 | Hamilton Wind Energy LLC | 58927 | Story City Wind Project | IA | Story | WT01 | OP | Onshore Wind Turbine | WT | IPP Non-CHP | 2 | 1.5 | 1.5 | 1.5 | 10 | 2010 | Goldwind | 82-1500 | 23 | 2 | 278.9 | 19-022260
58797 | Norsemen Wind Energy, LLC | 58932 | Traer Wind Project | IA | Tama | WT01 | OP | Onshore Wind Turbine | WT | IPP Non-CHP | 2 | 1.5 | 1.5 | 1.5 | 10 | 2010 | Goldwind | 82-1500 | 23 | 2 | 278.9 | 19-022259
58821 | Camelot Wind LLC | 58958 | Camelot Wind LLC | MA | Plymouth | CMLTW | OP | Onshore Wind Turbine | WT | IPP Non-CHP | 2 | 1.5 | 1.5 | 1.5 | 10 | 2012 | Goldwind | GW82/1500 | 16 | 2 | 229 | 25-022320
58827 | Fairfield Wind Master Tenant LLC | 58966 | Fairfield Wind | MT | Teton | T 1-6 | OP | Onshore Wind Turbine | WT | IPP Non-CHP | 2 | 10 | 10 | 10 | 5 | 2014 | GE | GE 1.7 MW 100m 60Hz | 15.6 | 3 | 262 | 30-020690
58828 | St. Olaf College | 58995 | St. Olaf Wind Turbine | MN | Rice | OLFWT | OP | Onshore Wind Turbine | WT | IPP Non-CHP | 2 | 1.6 | 1.6 | 1.6 | 9 | 2006 | Vestas | 821.65 | 14.5 | 3 | 270 | 27-002701
58841 | Broken Bow Wind II, LLC | 58981 | Broken Bow Wind II, LLC | NE | Custer | BBII | OP | Onshore Wind Turbine | WT | IPP Non-CHP | 2 | 73.1 | 73.1 | 73.1 | 10 | 2014 | GE | 1.7X100 | 16.8 | 3 | 262 | 31-023870
58844 | Dept of Corrections NCCI Wind | 58992 | Dept of Corrections NCCI Wind | MA | Worcester | WND-1 | OP | Onshore Wind Turbine | WT | Commercial Non-CHP | 4 | 1.7 | 1.7 | 1.7 | 11 | 2013 | Vestas | V82-1650 | 29.1 | 4 | 262.4 | 2008-WTE-4129-OE
58844 | Dept of Corrections NCCI Wind | 58992 | Dept of Corrections NCCI Wind | MA | Worcester | WND-2 | OP | Onshore Wind Turbine | WT | Commercial Non-CHP | 4 | 1.7 | 1.7 | 1.7 | 11 | 2013 | Vestas | V82-1650 | 29.1 | 4 | 262.4 | 2008-WTE-4129-OE
58866 | Ipswich Wind Independence | 59023 | Ipswich Wind Independence | MA | Essex | GEN 1 | OP | Onshore Wind Turbine | WT | IPP Non-CHP | 2 | 2 | 2 | 2 | 12 | 2012 | Hyundai | HQ2000 | 11 | 3 | 263 | 481
58867 | Kingston Wind Independence | 59022 | Kingston Wind Independence | MA | Plymouth | 1 | OP | Onshore Wind Turbine | WT | IPP Non-CHP | 2 | 2 | 2 | 2 | 5 | 2012 | Hyundai | HQ2000 | 11 | 3 | 263 | 535
58869 | Case Western Reserve University | 59024 | Euclid Farm, Stamco N-54 | OH | Cuyahoga | N-54 | OP | Onshore Wind Turbine | WT | IPP Non-CHP | 2 | 1 | 1 | 1 | 10 | 2012 | Nordex | N-54 | 20 | 4 | 229 | 39-020731
59044 | Windthorst-2 LLC | 59238 | Windthorst-2 | TX | Archer | WND2 | OP | Onshore Wind Turbine | WT | IPP Non-CHP | 2 | 67.6 | 67.6 | 67.6 | 9 | 2014 | Siemens | 108M | 17.5 | 3 | 262.4 | 2013-WTW-3536-OE
59050 | Algonquin Power Co | 57284 | Minonk Wind Farm | IL | Woodford | 1 | OP | Onshore Wind Turbine | WT | IPP Non-CHP | 2 | 200 | 192.3 | 192.3 | 11 | 2012 | Gamesa | G9X-2.0MW | 18.3 | 2 | 328.1 | 17-022334
59050 | Algonquin Power Co | 57285 | Sandy Ridge Wind Farm | PA | Blair | 1 | OP | Onshore Wind Turbine | WT | IPP Non-CHP | 2 | 50 | 48.2 | 48.2 | 2 | 2012 | Gamesa | G90-2.0MW | 17.6 | 2 | 328.1 | 42-020789
59050 | Algonquin Power Co | 57964 | Shady Oaks Wind Farm | IL | Lee | 1 | OP | Onshore Wind Turbine | WT | IPP Non-CHP | 2 | 109.5 | 109.5 | 109.5 | 5 | 2012 | Goldwind | GW82-1.5 MW | 17 | 3 | 328.1 | 17-022561
59050 | Algonquin Power Co | 57981 | Senate Wind LLC | TX | Jack | GEN1 | OP | Onshore Wind Turbine | WT | IPP Non-CHP | 2 | 150 | 150 | 150 | 12 | 2012 | Gamesa | G90-2.0MW | 18.1 | 2 | 328.1 | 48-026750
59097 | WED NK Green LLC | 59295 | WED NK Green | RI | Washington | NKG1 | OP | Onshore Wind Turbine | WT | IPP Non-CHP | 2 | 1.5 | 1.5 | 1.5 | 3 | 2012 | Goldwind | GW82 | 17 | 1 | 278.8 | 44-020114
59099 | New Dimension Energy Company, LLC | 50001 | Altamont Midway Ltd | CA | San Joaquin | WTGS | OP | Onshore Wind Turbine | WT | IPP Non-CHP | 2 | 10.9 | 10.9 | 10.9 | 12 | 1984 | Micon | Micon 108 | 15 | 2 | 75 | N/A
59099 | New Dimension Energy Company, LLC | 50534 | Santa Clara (85C) | CA | Alameda | WGNS | OP | Onshore Wind Turbine | WT | IPP Non-CHP | 2 | 18 | 18 | 18 | 1 | 1986 | Vestas | Vestas V17 | 15 | 2 | 80 | N/A
59099 | New Dimension Energy Company, LLC | 50818 | Dyer Road | CA | San Joaquin | GEN1 | OP | Onshore Wind Turbine | WT | IPP Non-CHP | 2 | 10.5 | 10.5 | 10.5 | 12 | 1983 | Enertech | Enertech 40 | 15 | 2 | 60 | N/A
59099 | New Dimension Energy Company, LLC | 54258 | Westwind Trust | CA | Riverside | WIN1 | OP | Onshore Wind Turbine | WT | IPP Non-CHP | 2 | 16 | 16 | 16 | 9 | 1986 | Micon | Micon 108 | 15 | 2 | 75 | N/A
59099 | New Dimension Energy Company, LLC | 54681 | Difwind Farms Ltd I | CA | Riverside | EXIS | OP | Onshore Wind Turbine | WT | IPP Non-CHP | 2 | 7.3 | 7.3 | 7.3 | 1 | 1986 | Micon | Micon 108 | 15 | 2 | 75
59099 | New Dimension Energy Company, LLC | 54682 | Difwind Farms Ltd II | CA | Riverside | EXIS | OP | Onshore Wind Turbine | WT | IPP Non-CHP | 2 | 5.5 | 5.4 | 5.4 | 1 | 1986 | Micon | 65 | 15 | 2 | 75
59099 | New Dimension Energy Company, LLC | 54685 | Difwind Farms Ltd V | CA | Riverside | EXIS | OP | Onshore Wind Turbine | WT | IPP Non-CHP | 2 | 11.7 | 11.6 | 11.6 | 1 | 1987 | Micon | 108s | 15 | 2 | 75
59102 | Wessington Wind | 56650 | Wessington Springs | SD | Jerauld | 1 | OP | Onshore Wind Turbine | WT | IPP Non-CHP | 2 | 51 | 51 | 51 | 2 | 2009 | GE | GE 1.5 SLE | 19 | 2 | 262.5 | 42-020134
59115 | NextEra Energy Seiling Wind | 59311 | Seiling Wind I | OK | Dewey | SEIL1 | OP | Onshore Wind Turbine | WT | IPP Non-CHP | 2 | 199 | 199 | 199 | 12 | 2014 | GE | GE 1.6 ESS-XLE | 16.8 | 3 | 262.5 | WTW-920-OE
59115 | NextEra Energy Seiling Wind | 59312 | Seiling Wind II | OK | Dewey | SEIL2 | OP | Onshore Wind Turbine | WT | IPP Non-CHP | 2 | 98.6 | 98.6 | 98.6 | 12 | 2014 | GE | GE 1.7 ESS-XLE | 16.8 | 3 | 262.5 | WTW-920-OE
59129 | Foundation CA Fund VII Manager, LLC | 59328 | Golden Acorn Casino | CA | San Diego | GAC1 | OP | Onshore Wind Turbine | WT | Commercial Non-CHP | 4 | 1 | 1 | 1 | 7 | 2014 | GE | 1.85 | 16.1 | 3 | 262 | 06-037630
59129 | Foundation CA Fund VII Manager, LLC | 59329 | City of Soledad Water Reclamation | CA | Monterey | SOL1 | OP | Onshore Wind Turbine | WT | IPP Non-CHP | 2 | 1 | 1 | 1 | 11 | 2014 | GE | 1.85 | 14.3 | 3 | 262 | 2012-WTW-754-OE
59129 | Foundation CA Fund VII Manager, LLC | 59330 | Taylor Farms | CA | Monterey | TAY1 | OP | Onshore Wind Turbine | WT | IPP Non-CHP | 2 | 1 | 1 | 1 | 11 | 2014 | GE | 1.85 | 13.2 | 3 | 262 | 06-037682
59129 | Foundation CA Fund VII Manager, LLC | 59331 | Anheuser-Busch #2 | CA | Solano | ANB2 | OP | Onshore Wind Turbine | WT | Industrial Non-CHP | 6 | 1.6 | 1.6 | 1.6 | 11 | 2014 | GE | 1.85 | 13.4 | 3 | 262 | 2013-WTW-7671-OE
59155 | First Wind O&M, LLC | 56448 | Mars Hill Wind Farm Project | ME | Aroostook | 1 | OP | Onshore Wind Turbine | WT | IPP Non-CHP | 2 | 42 | 42 | 42 | 3 | 2007 | GE | GE 1.5 SLE | 19 | 2 | 262 | 23-000474
59155 | First Wind O&M, LLC | 56449 | Kaheawa Pastures Wind Farm | HI | Maui | 1 | OP | Onshore Wind Turbine | WT | IPP Non-CHP | 2 | 30 | 30 | 30 | 1 | 2006 | GE | GE 1.5 SE | 22 | 1 | 298 | 15-000403
59155 | First Wind O&M, LLC | 56575 | Steel Winds Wind Farm | NY | Erie | 1 | OP | Onshore Wind Turbine | WT | IPP Non-CHP | 2 | 20 | 20 | 20 | 6 | 2007 | Clipper | C96 | 19 | 2 | 262 | 36-020198
59155 | First Wind O&M, LLC | 56633 | Dutch Hill Wind Project | NY | Steuben | 1 | OP | Onshore Wind Turbine | WT | IPP Non-CHP | 2 | 37.5 | 37.5 | 37.5 | 1 | 2009 | Clipper | C96 | 19 | 2 | 262 | 36-020464
59155 | First Wind O&M, LLC | 56634 | Cohocton Wind Project | NY | Steuben | 1 | OP | Onshore Wind Turbine | WT | IPP Non-CHP | 2 | 87.5 | 87.5 | 87.5 | 1 | 2009 | Clipper | C96 | 19 | 2 | 262 | 36-020513
59155 | First Wind O&M, LLC | 56989 | Stetson Wind I | ME | Washington | 1 | OP | Onshore Wind Turbine | WT | IPP Non-CHP | 2 | 57 | 57 | 57 | 1 | 2009 | GE | GE 1.5 SLE | 19 | 2 | 262 | 23-020053
59155 | First Wind O&M, LLC | 56990 | Rollins Wind Project | ME | Penobscot | 1 | OP | Onshore Wind Turbine | WT | IPP Non-CHP | 2 | 60 | 60 | 60 | 7 | 2011 | GE | GE 1.5 SLE | 19 | 2 | 262 | 23-021682
59155 | First Wind O&M, LLC | 56991 | Stetson Wind II | ME | Washington | 1 | OP | Onshore Wind Turbine | WT | IPP Non-CHP | 2 | 25.5 | 25.5 | 25.5 | 3 | 2010 | GE | GE 1.5 SLE | 19 | 2 | 262 | 23-020086
59155 | First Wind O&M, LLC | 57078 | Steel Winds II | NY | Erie | 1 | OP | Onshore Wind Turbine | WT | IPP Non-CHP | 2 | 15 | 15 | 15 | 1 | 2012 | Clipper | C96 | 19 | 2 | 262 | 36-025561
59155 | First Wind O&M, LLC | 57079 | Milford Wind Corridor I LLC | UT | Beaver | 1 | OP | Onshore Wind Turbine | WT | IPP Non-CHP | 2 | 203.5 | 203.5 | 203.5 | 9 | 2009 | GE | GE 1.5 XLE | 19 | 3 | 262 | 49-020100
59155 | First Wind O&M, LLC | 57080 | Sheffield Wind | VT | Caledonia | 1 | OP | Onshore Wind Turbine | WT | IPP Non-CHP | 2 | 40 | 40 | 40 | 10 | 2011 | Clipper | C93 | 18 | 2 | 262 | 50-020147
59155 | First Wind O&M, LLC | 57082 | Kaheawa Wind Power II LLC | HI | Maui | 1 | OP | Onshore Wind Turbine | WT | IPP Non-CHP | 2 | 21 | 21 | 21 | 6 | 2012 | GE | GE 1.5 SE | 22 | 1 | 328 | 15-020106
59155 | First Wind O&M, LLC | 57083 | Bull Hill Wind Project | ME | Hancock | 1 | OP | Onshore Wind Turbine | WT | IPP Non-CHP | 2 | 34.5 | 34.5 | 34.5 | 10 | 2012 | Vestas | V100 1.8 | 17 | 3 | 312 | 23-021694
59155 | First Wind O&M, LLC | 57087 | Kahuku Wind Power LLC | HI | Honolulu | 1 | OA | Onshore Wind Turbine | WT | IPP Non-CHP | 2 | 30 | 30 | 30 | 3 | 2011 | Clipper | C96 | 8.5 | 2 | 262 | 15-020061
59155 | First Wind O&M, LLC | 57530 | Palouse | WA | Whitman | 1 | OP | Onshore Wind Turbine | WT | IPP Non-CHP | 2 | 105.3 | 105.3 | 105.3 | 12 | 2012 | Vestas | V100 1.8 | 17 | 3 | 262 | 53-021674
59182 | Energy Operations Group LLC (MN) | 55353 | Lakota Ridge LLC | MN | Lincoln | NMO1 | OP | Onshore Wind Turbine | WT | IPP Non-CHP | 2 | 11.2 | 11.2 | 11.2 | 4 | 1999 | Micon | 750 | 15.6 | 2 | 140
59182 | Energy Operations Group LLC (MN) | 55354 | Shaokatan Hills LLC | MN | Lincoln | 6150 | OP | Onshore Wind Turbine | WT | IPP Non-CHP | 2 | 11.8 | 11.8 | 11.8 | 8 | 1999 | Vestas | V47 | 15.6 | 2 | 55
59216 | S.C. Johnson & Son, Inc. | 59448 | Waxdale | WI | Racine | WEC01 | OP | Onshore Wind Turbine | WT | Industrial CHP | 7 | 1.5 | 1.5 | 1.5 | 12 | 2012 | VENSYS | VENSYS82 | 14.5 | 3 | 279 | 2012-WTE-2931-OE
59216 | S.C. Johnson & Son, Inc. | 59448 | Waxdale | WI | Racine | WEC02 | OP | Onshore Wind Turbine | WT | Industrial CHP | 7 | 1.5 | 1.5 | 1.5 | 12 | 2012 | VENSYS | VENSYS82 | 14.5 | 3 | 279 | 2012-WTE-5967-OE
59365 | Capital Power Corporation | 57947 | Macho Springs Power I | NM | Luna | GEN | OP | Onshore Wind Turbine | WT | IPP Non-CHP | 2 | 50.4 | 50.4 | 50.4 | 11 | 2011 | Vestas | V100 | 13.1 | 3 | 262 | 35-021306
59380 | Enel Green Power NA, Inc. | 57644 | Prairie Rose Wind Farm | MN | Rock | PR1 | OP | Onshore Wind Turbine | WT | IPP Non-CHP | 2 | 200 | 200 | 200 | 12 | 2012 | GE | 1.68 | 24 | 2 | 328 | ?
59380 | Enel Green Power NA, Inc. | 58938 | Origin Wind | OK | Murray | WT | OP | Onshore Wind Turbine | WT | IPP Non-CHP | 2 | 150 | 150 | 150 | 11 | 2014 | Vestas | V90 | 27 | 2 | 90
59395 | Philips Lightolier | 59639 | Lightolier Wind I Turbine | MA | Bristol | LIGHT | OP | Onshore Wind Turbine | WT | Industrial Non-CHP | 6 | 2 | 2 | 2 | 2 | 2012 | SANY | SE9320IIIE | 14 | 3 | 85 | 2010-WTE-13967-OE
59463 | Narragansett Bay Commission | 59692 | NBC Field's Point Wind Farm | RI | Providence | FPWTG | OP | Onshore Wind Turbine | WT | Commercial Non-CHP | 4 | 4.5 | 0.8 | 0.8 | 10 | 2012 | Goldwind | GW/82 1500 | 23.4 | 3 | 230 | 44-020089
59493 | Scituate Wind LLC | 59724 | Scituate Wind | MA | Plymouth | SCIWT | OP | Onshore Wind Turbine | WT | IPP Non-CHP | 2 | 1.5 | 1.5 | 1.5 | 3 | 2012 | Sinovel | SL1500 | 15.7 | 2 | 262 | 2012-WTE-1494-OE
59494 | Fairhaven Wind LLC | 59725 | Fairhaven Wind | MA | Bristol | FHWTG | OP | Onshore Wind Turbine | WT | IPP Non-CHP | 2 | 3 | 3 | 3 | 4 | 2012 | Sinovel | SL1500 | 14.9 | 2 | 262 | 2012-WTE-1749-OE
59496 | Allete Clean Energy | 55208 | Lake Benton I | MN | Lincoln | EXIS | OP | Onshore Wind Turbine | WT | IPP Non-CHP | 2 | 107.2 | 107.2 | 107.2 | 2 | 1998 | Zond | Zond Z-46 | 16 | 1 | 175 | ASN-95-AGL-2801-OE
59496 | Allete Clean Energy | 55287 | Storm Lake II | IA | Buena Vista | EXIS | OP | Onshore Wind Turbine | WT | IPP Non-CHP | 2 | 80.2 | 80.2 | 80.2 | 4 | 1999 | Zond | Z-46 | 16.5 | 1 | 217 | ASN-98-ACE-0402-OE,
59496 | Allete Clean Energy | 55739 | Condon Windpower LLC | OR | Gilliam | GEN1 | OP | Onshore Wind Turbine | WT | IPP Non-CHP | 2 | 24.6 | 24.6 | 24.6 | 12 | 2001 | Mitsubishi | MWT-600 | 17 | 1 | 197 | 41-000777
59496 | Allete Clean Energy | 55739 | Condon Windpower LLC | OR | Gilliam | GEN2 | OP | Onshore Wind Turbine | WT | IPP Non-CHP | 2 | 25.2 | 25.2 | 25.2 | 5 | 2002 | Mitsubishi | MWT-600 | 17 | 1 | 197 | 41-000777
59504 | Kirkwood Community College | 59735 | Kirkwood Wind Turbine | IA | Linn | KCC01 | OP | Onshore Wind Turbine | WT | IPP Non-CHP | 2 | 2.5 | 0.7 | 2.3 | 2 | 2012 | Clipper | Liberty | 13.4 | 1 | 262.5 | 19-021991
59506 | Valentine Wind, LLC | 59736 | Valentine Wind, LLC | NE | Cherry | 7772 | OP | Onshore Wind Turbine | WT | IPP Non-CHP | 2 | 1.9 | 1.9 | 1.9 | 9 | 2014 | GE | 1.85 | 19 | 2 | 262.5 | 2013-WTE-7393-OE
59543 | Heartland Community College | 59776 | Heartland Community College | IL | McLean | T01 | OP | Onshore Wind Turbine | WT | Commercial Non-CHP | 4 | 1.7 | 1.7 | 1.7 | 6 | 2012 | Vestas | V82 | 14.5 | 3 | 262 | 2009-WTE-11499-OE
59568 | United Water, Inc. | 59797 | Bayonne MUA- Leitner-Poma Wind Turbine | NJ | Hudson | WT1 | OP | Onshore Wind Turbine | WT | IPP Non-CHP | 2 | 1.5 | 0.1 | 0.3 | 7 | 2012 | Leitner-Poma of America | LTW-77 | 15 | 2 | 262 | 2012WTE00729OE

## Retired and Canceled
2014 Form EIA-860 Data - Schedule 3, 'Wind Technology Data' (Retired & Canceled Units Only)
Utility ID | Utility Name | Plant Code | Plant Name | State | County | Generator ID | Status | Technology | Prime Mover | Sector Name | Sector | Nameplate Capacity (MW) | Summer Capacity (MW) | Winter Capacity (MW) | Retirement Month | Retirement Year | Predominant Turbine Manufacturer | Predominant Turbine Model Number | Design Wind Speed (mph) | Wind Quality Class | Turbine Hub Height (Feet) | FAA Obstacle Number
794 | Apollo Energy Corp | 54390 | Kamaoa Wind Farm | HI | Hawaii | GEN1 | RE | Onshore Wind Turbine | WT | IPP Non-CHP | 2 | 9.2 | 9.2 | 9.2 | 8 | 2006
2719 | CalWind Resources Inc | 10191 | Tehachapi Wind Resource I | CA | Kern | PLAN | IP | Onshore Wind Turbine | WT | IPP Non-CHP | 2 | 0.6 | 0.6 | 0.6
8287 | Hawaii Electric Light Co Inc | 7769 | Lalamilo Windfarm | HI | Hawaii | 1-81 | RE | Onshore Wind Turbine | WT | Electric Utility | 1 | 1.6 | 1.6 | 1.6 | 12 | 2010
8287 | Hawaii Electric Light Co Inc | 7769 | Lalamilo Windfarm | HI | Hawaii | 8211 | RE | Onshore Wind Turbine | WT | Electric Utility | 1 | 0.6 | 0.6 | 0.6 | 12 | 2010
11556 | Brookfield Energy Marketing LP | 54298 | Coram Energy LLC (ECT) | CA | Kern | SX1S | RE | Onshore Wind Turbine | WT | IPP Non-CHP | 2 | 3.3 | 3.3 | 3.3 | 12 | 2005
11556 | Brookfield Energy Marketing LP | 54299 | Coram Energy LLC | CA | Kern | SX15 | RE | Onshore Wind Turbine | WT | IPP Non-CHP | 2 | 1.4 | 1.4 | 1.4 | 12 | 2005
13781 | Northern States Power Co - Minnesota | 57048 | Merricourt Wind Project | ND | LAMOURE | 1 | IP | Onshore Wind Turbine | WT | Electric Utility | 1 | 150 | 150 | 150
15371 | Town of Princeton - (MA) | 7501 | Princeton Wind Farm | MA | Worcester | 1 | RE | Onshore Wind Turbine | WT | Electric Utility | 1 | 0.3 | 0.3 | 0.3 | 10 | 2003
15399 | Iberdrola Renewables Inc | 55339 | Phoenix Wind Power LLC | CA | Riverside | GEN1 | RE | Onshore Wind Turbine | WT | IPP Non-CHP | 2 | 2.1 | 1.5 | 1.5 | 12 | 2009
15399 | Iberdrola Renewables Inc | 56398 | Jordanville Wind Farm | NY | Herkimer | 1 | IP | Onshore Wind Turbine | WT | IPP Non-CHP | 2 | 80 | 80 | 80
15399 | Iberdrola Renewables Inc | 57920 | Dolan Springs | AZ | Mohave | 1 | IP | Onshore Wind Turbine | WT | IPP Non-CHP | 2 | 300 | 300 | 300
15399 | Iberdrola Renewables Inc | 58099 | Montague Wind Power Facility LLC | OR | Gilliam | 1 | IP | Onshore Wind Turbine | WT | IPP Non-CHP | 2 | 150 | 150 | 150
20860 | Wisconsin Public Service Corp | 7882 | Glenmore Turbines | WI | Brown | 1 | RE | Onshore Wind Turbine | WT | Electric Utility | 1 | 1.2 | 0.1 | 0.1 | 9 | 2012
22500 | Westar Energy Inc | 56219 | Westar Wind | KS | Pottawatomie | J1 | RE | Onshore Wind Turbine | WT | Electric Utility | 1 | 0.7 | 0.8 | 0.8 | 12 | 2008
22500 | Westar Energy Inc | 56219 | Westar Wind | KS | Pottawatomie | J2 | RE | Onshore Wind Turbine | WT | Electric Utility | 1 | 0.7 | 0.8 | 0.8 | 12 | 2008
34362 | Delaware Mountain LP | 55399 | Delaware Mountain Windfarm | TX | Culberson | 01 | RE | Onshore Wind Turbine | WT | IPP Non-CHP | 2 | 23.3 | 23.3 | 23.3 | 8 | 2014 | Zond | 750 | 30 | 2 | 200
34389 | WindPower Partners, 1994, L.P. | 54966 | West Texas Windplant | TX | Culberson | WIND | RE | Onshore Wind Turbine | WT | IPP Non-CHP | 2 | 30 | 30 | 30 | 12 | 2014 | Kenetech | KVS-33 | 11 | 2 | 80 | N/A
49893 | Invenergy Services LLC | 56776 | Gunsight Mountain Wind Energy LLC | TX | Howard | 1 | IP | Onshore Wind Turbine | WT | IPP Non-CHP | 2 | 120 | 120 | 120
49963 | FPL Energy Operating Services, Inc. | 54454 | San Gorgonio Windplant WPP1993 | CA | Riverside | GEN3 | RE | Onshore Wind Turbine | WT | IPP Non-CHP | 2 | 34.5 | 34.5 | 34.5 | 9 | 2011
50123 | Infigen Asset Management LLC | 56660 | Alliant 1 Wind | IA | FRANKLIN | 1 | IP | Onshore Wind Turbine | WT | IPP Non-CHP | 2 | 110 | 110 | 110
55918 | Acciona Wind Energy USA LLC | 56665 | Dempsey Ridge Wind Farm | OK | Roger Mills | DR2 | IP | Onshore Wind Turbine | WT | IPP Non-CHP | 2 | 92 | 92 | 92
55963 | AE Power Services LLC | 50553 | Edom Hills Project 1 LLC | CA | Riverside | WGNS | RE | Onshore Wind Turbine | WT | IPP Non-CHP | 2 | 11 | 6.5 | 10.2 | 8 | 2007
56215 | E ON Climate Renewables N America LLC | 58614 | Patriot Wind Farm | TX | Nueces | PAT1 | IP | Onshore Wind Turbine | WT | IPP Non-CHP | 2 | 178.5 | 178.5 | 178.5
56215 | E ON Climate Renewables N America LLC | 59069 | Wildcat Wind Farm II LLC` | IN | Grant | WCII | IP | Onshore Wind Turbine | WT | IPP Non-CHP | 2 | 210 | 210 | 210
56482 | Gamesa Wind US | 692 | Medicine Bow | WY | Carbon | 12 | IP | Onshore Wind Turbine | WT | Electric Utility | 1 | 0.7 | 0.7 | 0.7 |  |  | Vestas | V47 | 15 | 2 | 164 | N/A
56482 | Gamesa Wind US | 692 | Medicine Bow | WY | Carbon | 13 | IP | Onshore Wind Turbine | WT | Electric Utility | 1 | 0.7 | 0.7 | 0.7 |  |  | Vestas | V47 | 15 | 2 | 164 | N/A
56482 | Gamesa Wind US | 692 | Medicine Bow | WY | Carbon | 3 | RE | Onshore Wind Turbine | WT | Electric Utility | 1 | 0.1 | 0.1 | 0.1 | 4 | 2005
56482 | Gamesa Wind US | 692 | Medicine Bow | WY | Carbon | CLIP | RE | Onshore Wind Turbine | WT | Electric Utility | 1 | 2.5 | 2.5 | 2.5 | 12 | 2011
56482 | Gamesa Wind US | 56653 | Crescent Ridge II Wind Energy Project | IL | BUREAU | 1 | IP | Onshore Wind Turbine | WT | IPP Non-CHP | 2 | 57.8 | 57.8 | 57.8
56482 | Gamesa Wind US | 56657 | Lancaster Wind Farm Project | IL | STEPHENSON | 1 | IP | Onshore Wind Turbine | WT | IPP Non-CHP | 2 | 70 | 70 | 70
56523 | Colorado Highlands Wind LLC | 57174 | Colorado Highlands Wind | CO | Logan | CHW3 | IP | Onshore Wind Turbine | WT | IPP Non-CHP | 2 | 19.7 | 19.7 | 19.7
56545 | Pattern Operators LP | 50826 | Tres Vaqueros Wind Farms LLC | CA | Contra Costa | 1 | IP | Onshore Wind Turbine | WT | IPP Non-CHP | 2 | 28.3 | 28.3 | 28.3
56545 | Pattern Operators LP | 56370 | Ecogen Wind | NY | Steuben | 1 | IP | Onshore Wind Turbine | WT | IPP Non-CHP | 2 | 79.5 | 79.5 | 79.5
56545 | Pattern Operators LP | 56655 | Seldom Seen Wind LLC | PA | CAMBRIA | 1 | IP | Onshore Wind Turbine | WT | IPP Non-CHP | 2 | 41 | 41 | 41
56545 | Pattern Operators LP | 56656 | Aragonne Mesa Phase II | NM | GUADALUPE | 1 | IP | Onshore Wind Turbine | WT | IPP Non-CHP | 2 | 110.4 | 110.4 | 110.4
56545 | Pattern Operators LP | 56658 | Majestic 2 Wind Farm | TX | Carson | 1 | IP | Onshore Wind Turbine | WT | IPP Non-CHP | 2 | 79.2 | 79.2 | 79.2
56545 | Pattern Operators LP | 56663 | El Paso Wind Project | IL | WOODFORD | 1 | IP | Onshore Wind Turbine | WT | IPP Non-CHP | 2 | 80 | 80 | 80
56633 | Trishe Wind Minnesota | 57255 | Trishe Wind Minnesota | MN | Kandiyohi | 2 | IP | Onshore Wind Turbine | WT | IPP Non-CHP | 2 | 300 | 300 | 300
56855 | Performance Services | 57518 | Purdue Energy Park | IN | Tippecanoe | 2 | IP | Onshore Wind Turbine | WT | IPP Non-CHP | 2 | 19.2 | 19.2 | 19.2 |  |  | GE | 1.7/100 | 7.7 |  | 262 | 2012-WTE-5356-OE
56972 | Vestas Towers America, Inc | 57643 | Vestas Towers America, Inc. | CO | Pueblo | V112 | IP | Onshore Wind Turbine | WT | Industrial Non-CHP | 6 | 3 | 3 | 3
57170 | EDF Renewable Asset Holdings, Inc. | 56213 | Patterson Pass | CA | Alameda | WND1 | RE | Onshore Wind Turbine | WT | IPP Non-CHP | 2 | 8.1 | 8.1 | 8.1 | 10 | 2014 | Bonus | 65
57170 | EDF Renewable Asset Holdings, Inc. | 56213 | Patterson Pass | CA | Alameda | WND2 | RE | Onshore Wind Turbine | WT | IPP Non-CHP | 2 | 13.8 | 13.8 | 13.8 | 10 | 2014 | Bonus | 65
58190 | Bluestem LLC | 7771 | Springview | NE | Keya Paha | 1 | RE | Onshore Wind Turbine | WT | IPP Non-CHP | 2 | 0.7 | 0.7 | 0.7 | 10 | 2007 | VENSYS | 77 | 16 | 1 | 201
58190 | Bluestem LLC | 7771 | Springview | NE | Keya Paha | 2 | RE | Onshore Wind Turbine | WT | IPP Non-CHP | 2 | 0.7 | 0.7 | 0.7 | 10 | 2007 | VENSYS | 77 | 16 | 1 | 201
58270 | GE Wind Energy LLC | 57566 | GE 1 6 100 Prototype | CA | Kern | 1.6PR | RE | Onshore Wind Turbine | WT | IPP Non-CHP | 2 | 1.6 | 1.6 | 1.6 | 9 | 2013
58792 | ClearVista Energy LLC | 58922 | 4001 and 2510 ClearVista Solar and Wind | CA | Kern | CVWT | IP | Onshore Wind Turbine | WT | IPP Non-CHP | 2 | 19.5 | 19.5 | 19.5
58878 | Watkins Glen Wind LLC | 59041 | Watkins Glen Wind Energy Center | NY | Schuyler | WGWEC | IP | Onshore Wind Turbine | WT | IPP Non-CHP | 2 | 80 | 80 | 80 |  |  |  |  | 13.1 | 3 | 262
59099 | New Dimension Energy Company, LLC | 50819 | ESI Project | CA | Alameda | GEN1 | RE | Onshore Wind Turbine | WT | IPP Non-CHP | 2 | 1.2 | 1.2 | 1.2 | 12 | 2006 |  |  | 15 | 2
59161 | Great Bay Wind I, LLC | 59385 | Great Bay Wind Energy Center | MD | Somerset | GEN1 | IP | Onshore Wind Turbine | WT | IPP Non-CHP | 2 | 150 | 150 | 150