## Interconnection2012
2012 Form EIA-860 Data - Schedule 5, 'Interconnection Data'
Utility ID | Utility Name | Plant Code | Plant Name | State | County | Generator ID | Interconnection Month | Interconnection Year | Interconnection Request Month | Interconnection Request Year | Interconnection City | Interconnection State | Grid Voltage (kV) | Transmission Owner Name | Interconnection Cost | Transmission Line | Transformer | Protective Devices | Substation | Other Equipment | Grid Enhancement Cost (Thousand Dollars) | Grid Cost Repaid | Transmission Rights Secured
221 | Alaska Village Elec Coop, Inc | 6314 | Emmonak | AK | Bethel | 2A | 10 | 2012 | 10 | 2012 | Emmonak | AK | 7.2 | Alaska Village Elec Coop, Inc | 0 | N | N | N | N | N |  |  | N
291 | Algonquin Windsor Locks LLC | 10567 | Algonquin Windsor Locks | CT | HARTFORD | GTG2 | 7 | 2012 | 11 | 2011 | Windsor Locks | CT | 115 | CL&P | 0
306 | Brookfield Renewable Power | 54899 | Cheoah | NC | Graham | 1A | 8 | 2012 | 8 | 2012 | Alcoa | TN | 161 | Alcoa Power Generating | 0
306 | Brookfield Renewable Power | 54899 | Cheoah | NC | Graham | 2A | 8 | 2012 | 8 | 2012 | Alcoa | TN | 161 | Alcoa Power Generating | 0
306 | Brookfield Renewable Power | 54899 | Cheoah | NC | Graham | 4A | 11 | 2012 | 11 | 2012 | Alcoa | TN | 161 | Alcoa Power Generating | 0
733 | Appalachian Power Co | 55350 | Dresden Energy Facility | OH | Muskingum | 1 |  |  |  |  | Dresden | OH | 138 | OPCo |  | N | N | N | N | N | 0 |  | Y
733 | Appalachian Power Co | 55350 | Dresden Energy Facility | OH | Muskingum | 2 |  |  |  |  | Dresden | OH | 138 | OPCo |  | N | N | N | N | N | 0 |  | Y
733 | Appalachian Power Co | 55350 | Dresden Energy Facility | OH | Muskingum | 3 |  |  |  |  | Dresden | OH | 138 | OPCo |  | N | N | N | N | N | 0 |  | Y
803 | Arizona Public Service Co | 57560 | Chino Solar Valley | AZ | Yavapai | PV1 | 11 | 2012 | 8 | 2010 | Chino Valley | AZ | 69 | Arizona Public Service Co | 2810 | Y | Y | Y | Y | N
803 | Arizona Public Service Co | 57563 | Hyder Solar | AZ | Yuma | PV2 | 11 | 2011 | 12 | 2008 | Dateland | AZ | 12.5 | Arizona Public Service Co | 0 | N | N | N | N | N
1307 | Basin Electric Power Coop | 56610 | Deer Creek Station | SD | Brookings | 01 | 10 | 2011 | 3 | 2007 | White | SD | 345 | IS | 700 | N | N | Y | Y | N | 45 | N | N
1307 | Basin Electric Power Coop | 56610 | Deer Creek Station | SD | Brookings | 02 | 10 | 2011 | 7 | 2007 | White | SD | 345 | IS | 700 | N | N | Y | Y | N | 40 | N | N
1828 | Linn Operating Inc | 56090 | Blacksand Generating Facility | CA | Orange | D190
1857 | Block Island Power Co | 6567 | Block Island | RI | Washington | 26 | 6 | 2012 | 6 | 2012 | block island | RI | 2.4 | block island power co | 0 | N | N | N | N | N | 0 | N | N
2010 | City of Bountiful | 3665 | Bountiful City | UT | Davis | 2A | 6 | 2012 |  |  | Bountiful | UT | 46 | Bountiful | 292 | Y | Y | Y | N | Y | 0 | N | N
2010 | City of Bountiful | 3665 | Bountiful City | UT | Davis | 3A | 6 | 2012 |  |  | Bountiful | UT | 46 | Bountiful | 292 | Y | Y | Y | N | Y | 0 | N | N
2048 | Bowersock Mills & Power Co | 10279 | Kansas River Project | KS | Douglas | 10 | 11 | 2012 | 6 | 2012 | Lawrence | KS | 12.47 | Westar Energy | 64 | N | Y | Y | Y | N | 186 | N | Y
2048 | Bowersock Mills & Power Co | 10279 | Kansas River Project | KS | Douglas | 9 | 11 | 2012 | 6 | 2012 | Lawrence | KS | 12.47 | Westar Energy | 64 | N | Y | Y | Y | N | 186 | N | Y
2048 | Bowersock Mills & Power Co | 10279 | Kansas River Project | KS | Douglas | 11 | 11 | 2012 | 6 | 2012 | Lawrence | KS | 12.47 | Westar Energy | 64 | N | Y | Y | Y | N | 186 | N | Y
2048 | Bowersock Mills & Power Co | 10279 | Kansas River Project | KS | Douglas | 8 | 11 | 2012 | 6 | 2012 | Lawrence | KS | 12.47 | Westar Energy | 64 | N | Y | Y | Y | N | 186 | N | Y
2287 | City of Brooklyn - (IA) | 1128 | Brooklyn | IA | Poweshiek | 7 | 9 | 2012 | 9 | 2012 | Brooklyn | IA | 34.5 | CIPCO/ITC | 0 | N | N | N | N | N | 0 | N | N
2439 | City of Bryan - (OH) | 58381 | Bryan Solar Field | OH | Williams | 1 | 1 | 2012 | 11 | 2011 | Bryan | OH | 12.47 | City of Bryan | 12 | Y | N | Y | N | N | 12 | N | N
2770 | Terra-Gen Operating Co LLC | 57833 | Alta Wind VI | CA | Kern | AW06 | 11 | 2011 | 11 | 2011 | Mojave | CA | 220 | Southern California Edison Co | 1835 | Y | N | Y | N | Y | 0 | N | Y
2770 | Terra-Gen Operating Co LLC | 57834 | Pinyon Pine I | CA | Kern | AW07 | 11 | 2012 | 11 | 2012 | Mojave | CA | 230 | Southern California Edison Co | 1835 | Y | N | Y | N | Y |  |  | Y
2770 | Terra-Gen Operating Co LLC | 57837 | Pinyon Pine II | CA | Kern | AW09 | 11 | 2012 | 11 | 2012 | Mojave | CA | 220 | Southern California Edison Co | 1835 | Y | N | Y | N | Y |  |  | Y
3046 | Progress Energy Carolinas Inc | 58215 | Lee Combined Cycle Plant | NC | Wayne | 1C | 12 | 2012 | 6 | 2009 | Goldsboro | NC | 230 | Duke Energy Progress | 11428 | Y | Y | Y | N | Y | 41253 | N | N
3046 | Progress Energy Carolinas Inc | 58215 | Lee Combined Cycle Plant | NC | Wayne | 1A | 12 | 2012 | 6 | 2009 | Goldsboro | NC | 115 | Duke Energy Progress | 11428 | Y | Y | Y | N | Y | 41253 | N | N
3046 | Progress Energy Carolinas Inc | 58215 | Lee Combined Cycle Plant | NC | Wayne | 1B | 12 | 2012 | 6 | 2009 | Goldsboro | NC | 115 | Duke Energy Progress | 11428 | Y | Y | Y | N | Y | 41253 | N | N
3046 | Progress Energy Carolinas Inc | 58215 | Lee Combined Cycle Plant | NC | Wayne | ST1 | 12 | 2012 | 6 | 2009 | Goldsboro | NC | 230 | Duke Energy Progress | 11428 | Y | Y | Y | N | Y | 41253 | N | N
3608 | Puna Geothermal Venture | 52028 | Puna Geothermal Venture I | HI | Hawaii | OEC31 | 11 | 2010 | 9 | 2010 | Pahoa | HI | 69 | HELCO | 897 | Y | Y | Y | Y | N |  |  | N
3608 | Puna Geothermal Venture | 52028 | Puna Geothermal Venture I | HI | Hawaii | OEC32 | 11 | 2010 | 9 | 2010 | Pahoa | HI | 69 | HELCO | 897 | Y | Y | Y | Y | N |  |  | N
4254 | Consumers Energy Co | 57984 | Lake Winds Energy Park | MI | Mason | LWEP |  |  |  |  | Ludington | MI | 138 | Consumers Energy Co. | 11618 | Y | Y | Y | Y | N |  |  | N
4767 | Dane County Public Works | 55770 | Dane County Landfill #2 Rodefeld | WI | DANE | GEN5 | 4 | 2012 | 4 | 2012 | Madison | WI | 13.8 | Madison Gas and Electric | 75 | Y | Y | Y | N | N |  | N | N
5068 | Denver City & County of | 10422 | Williams Fork Hydro Plant | CO | Grand | GEN2 | 9 | 2012 | 1 | 2008 | Parshall | CO | 24.9 | Mountain Parks Electric | 1550 | N | Y | Y | Y | Y | 1550 | N | N
5084 | Delaware Municipal Electric Corp | 7962 | Warren F Sam Beasley Generation Station | DE | Kent | 002 | 5 | 2012 | 4 | 2010 | Smyrna | DE | 138 | DPL | 104 | N | N | Y | N | N |  |  | N
5109 | The DTE Electric Company | 57851 | Sigel Wind Park | MI | Huron | 1
5109 | The DTE Electric Company | 57852 | Minden Wind Park | MI | Sanilac | 1
5109 | The DTE Electric Company | 57853 | McKinley Wind Park | MI | Huron | 1
5416 | Duke Energy Carolinas, LLC | 2721 | Cliffside | NC | Cleveland | 6 | 6 | 2012 | 6 | 2006 | Mooresboro | NC | 525 | Duke Energy | 19497 | Y | Y | Y | Y | Y |  |  | Y
5416 | Duke Energy Carolinas, LLC | 2723 | Dan River | NC | Rockingham | CT8 | 12 | 2012 | 8 | 2010 | Eden | NC | 100 | Duke Energy | 14557 | Y | Y | Y | Y | N | 5910 | N | N
5416 | Duke Energy Carolinas, LLC | 2723 | Dan River | NC | Rockingham | CT9 | 12 | 2012 | 8 | 2012 | Eden | NC | 100 | Duke Energy | 14557 | Y | Y | Y | Y | N | 5910 | N | N
5416 | Duke Energy Carolinas, LLC | 2723 | Dan River | NC | Rockingham | ST7 | 12 | 2012 | 8 | 2012 | Eden | NC | 100 | Duke Energy | 24941 | Y | Y | Y | Y | N | 10439 | N | N
5906 | EDF Renewable Services Inc | 57708 | Catalina Solar LLC | CA | Kern | INV | 12 | 2012 | 11 | 2012 | Rosamond | CA | 220 | EDF Renewable Asset Holding Company | 28 | Y | Y | Y | Y | Y | 1307 | N | Y
5906 | EDF Renewable Services Inc | 57725 | Shiloh IV Wind Project LLC | CA | Solano | 1 | 12 | 2012 | 10 | 2012 | Birds Landing | CA | 230 | PG&E | 5543 | Y | Y | Y | Y | Y | 845 | N | N
5906 | EDF Renewable Services Inc | 57757 | Pacific Wind LLC | CA | Kern | 1 | 8 | 2012 | 7 | 2012 | Kern | CA | 230 | EDF Renewable Energy | 13618 | Y | Y | Y | Y | Y | 3789 | N | Y
5906 | EDF Renewable Services Inc | 57973 | Spinning Spur Wind LLC | TX | Potter | GEN1 | 12 | 2012 | 10 | 2012 | Vega | TX | 345 | EDF Renewable Assets Holding | 33 | Y | Y | Y | Y | Y | 5370 | Y | N
5906 | EDF Renewable Services Inc | 57974 | Bobcat Bluff Wind Project LLC | TX | Archer | GEN1 | 12 | 2012 | 10 | 2012 | Archer | TX | 345 | EDF Renewable Asset Holding | 9612 | Y | Y | Y | Y | Y | 2300 | N | N
5906 | EDF Renewable Services Inc | 57975 | Spearville 3 LLC | KS | Ford | GEN1 | 10 | 2012 | 9 | 2012 | Spearville | KS | 230 | KCP&L | 7424 | Y | Y | Y | Y | Y | 2300 | N | Y
6192 | City of Farmer City - (IL) | 941 | Farmer City | IL | De Witt | 7 | 8 | 2012 | 12 | 2010 | Farmer City | IL | 12.47 | City of Farmer City | 30 | N | N | Y | N | N | 0 |  | N
6192 | City of Farmer City - (IL) | 941 | Farmer City | IL | De Witt | 6 | 8 | 2012 | 12 | 2010 | Farmer City | IL | 12.47 | City of Farmer City | 30 | N | N | Y | N | N | 0 |  | N
6541 | Formosa Plastics Corp | 56708 | CFB Power Plant | TX | Calhoun | G2101 | 12 | 2011 | 6 | 2009 | Point Comfort | TX | 138 | AEP, TCC | 18345 | Y | Y | Y | Y | N | 3586 | N | N
6541 | Formosa Plastics Corp | 56708 | CFB Power Plant | TX | Calhoun | G2201 | 6 | 2011 | 6 | 2009 | Point Comfort | TX | 138 | AEP, TCC | 18345 | Y | Y | Y | Y | N | 3586 | N | N
7140 | Georgia Power Co | 710 | Jack McDonough | GA | Cobb | 5ACT | 4 | 2012 | 4 | 2009 | SMYRNA | GA | 230 | GEORGIA POWER COMPANY | 7399 | Y | N | Y | Y | N | 14370 | N | N
7140 | Georgia Power Co | 710 | Jack McDonough | GA | Cobb | 6 | 10 | 2012 | 4 | 2009 | SMYRNA | GA | 230 | GEORGIA POWER COMPANY | 4971 | Y | N | Y | Y | N | 14370 | N | N
7140 | Georgia Power Co | 710 | Jack McDonough | GA | Cobb | 6BCT | 10 | 2012 | 4 | 2009 | SMYRNA | GA | 230 | GEORGIA POWER COMPANY | 4971 | Y | N | Y | Y | N | 14370 | N | N
7140 | Georgia Power Co | 710 | Jack McDonough | GA | Cobb | 5 | 4 | 2012 | 4 | 2009 | SMYRNA | GA | 230 | GEORGIA POWER COMPANY | 7399 | Y | N | Y | Y | N | 14370 | N | N
7140 | Georgia Power Co | 710 | Jack McDonough | GA | Cobb | 5BCT | 4 | 2012 | 4 | 2009 | SMYRNA | GA | 230 | GEORGIA POWER COMPANY | 7399 | Y | N | Y | Y | N | 14370 | N | N
7140 | Georgia Power Co | 710 | Jack McDonough | GA | Cobb | 6ACT | 10 | 2012 | 4 | 2009 | SMYRNA | GA | 230 | GEORGIA POWER COMPANY | 4971 | Y | N | Y | Y | N | 14370 | N | N
7601 | Green Mountain Power Corp | 57979 | Kingdom Community Wind | VT | Orleans | KCW | 11 | 2012 | 11 | 2012 | Lowell | VT | 46 | Green Mountain Power | 9000 | Y | Y | Y | Y | N | 14000 | N | N
7724 | GWF Energy LLC | 55933 | Tracy Combined Cycle Power Plant | CA | San Joaquin | TCC1 | 7 | 2012 | 10 | 2007 | Tracy | CA | 115 | PG&E | 9000 | Y | Y | Y | Y | N | 6000 | N | N
7833 | Gwitchyaa Zhee Utility Co | 7174 | Gwitchyaa Zhee | AK | NOT IN FILE | 2A
9188 | I-N-N Electric Coop, Inc | 7183 | Newhalen | AK | Lake & Peninsula Bor | 5
9188 | I-N-N Electric Coop, Inc | 7183 | Newhalen | AK | Lake & Peninsula Bor | 6
9188 | I-N-N Electric Coop, Inc | 7183 | Newhalen | AK | Lake & Peninsula Bor | 7
9191 | Idaho Power Co | 57028 | Langley Gulch Power Plant | ID | PAYETTE | STG | 6 | 2012 | 12 | 2009 | New Plymouth | ID | 230 | Idaho Power Company | 22541 | Y | N | Y | Y | Y |  |  | Y
9191 | Idaho Power Co | 57028 | Langley Gulch Power Plant | ID | PAYETTE | GTG | 6 | 2012 | 12 | 2009 | New Plymouth | ID | 230 | Idaho Power Company | 22541 | Y | N | Y | Y | Y |  |  | Y
9205 | Illinois Electricial Gen Partn | 55773 | Countyside Genco LLC | IL | Lake | CS10 |  |  |  |  | Grayslake | IL | 12.47 | Commonwealth Edison Co | 40 | Y | N | N | N | N |  |  | N
9205 | Illinois Electricial Gen Partn | 55773 | Countyside Genco LLC | IL | Lake | CS7 |  |  |  |  | Grayslake | IL | 12.47 | Commonwealth Edison Co | 40 | Y | N | N | N | N |  |  | N
9205 | Illinois Electricial Gen Partn | 55773 | Countyside Genco LLC | IL | Lake | CS8 |  |  |  |  | Grayslake | IL | 12.47 | Commonwealth Edison Co | 40 | Y | N | N | N | N |  |  | N
9205 | Illinois Electricial Gen Partn | 55773 | Countyside Genco LLC | IL | Lake | CS9 |  |  |  |  | Grayslake | IL | 12.47 | Commonwealth Edison Co | 40 | Y | N | N | N | N |  |  | N
9205 | Illinois Electricial Gen Partn | 55774 | Morris Genco LLC | IL | Grundy | MO4 |  |  |  |  | Morris | IL | 34.5 | Commonwealth Edison Co | 0 | N | N | N | N | N |  |  | N
9205 | Illinois Electricial Gen Partn | 55774 | Morris Genco LLC | IL | Grundy | MO5 |  |  |  |  | Morris | IL | 34.5 | Commonwealth Edison Co | 0 | N | N | N | N | N |  |  | N
9216 | Imperial Irrigation District | 389 | El Centro | CA | Imperial | 30 | 4 | 2012 | 6 | 2006 | El Centro | CA | 92 | Imperial Irrigation District | 928 | N | Y | Y | Y | Y | 184 | N | N
9216 | Imperial Irrigation District | 389 | El Centro | CA | Imperial | 32 | 3 | 2012 | 6 | 2006 | El Centro | CA | 92 | Imperial Irrigation District | 928 | N | Y | Y | Y | Y | 184 | N | N
9216 | Imperial Irrigation District | 389 | El Centro | CA | Imperial | 31 | 3 | 2012 | 6 | 2006 | El Centro | CA | 92 | Imperial Irrigation District | 928 | N | Y | Y | Y | Y | 184 | N | N
9303 | Verso Bucksport LLC | 50243 | Verso Paper | ME | Hancock | GEN5 | 11 | 2012 | 10 | 2010 | Bucksport | ME | 120 | CMP | 0 | N | N | N | N | N | 0 | N | N
9948 | Kyocera America Inc | 10720 | Kyocera America Project | CA | San Diego | 0333
9948 | Kyocera America Inc | 10720 | Kyocera America Project | CA | San Diego | 0287
10004 | King County Dept-Natural Res | 50329 | West Point Treatment Plant | WA | King | 4 | 12 | 2011 | 2 | 2011 | Seattle | WA | 13.8 | City of Seattle | 254 | N | N | Y | N | Y | 0 |  | N
10004 | King County Dept-Natural Res | 50329 | West Point Treatment Plant | WA | King | 5 | 12 | 2011 | 2 | 2011 | Seattle | WA | 13.8 | City of Seattle | 254 | N | N | Y | N | Y | 0 |  | N
10433 | Kodiak Electric Assn Inc | 57187 | Pillar Mountain Wind Project | AK | KODIAK ISLAND | 2 | 9 | 2012 |  |  | Kodiak | AK | 69 | Kodiak Electric Association, Inc. | 10270 | Y | Y | Y | Y | Y | 3810 | Y | Y
10433 | Kodiak Electric Assn Inc | 58405 | ESS Battery | AK | Kodiak Island | 1 | 9 | 2012 |  |  | Kodiak | AK | 69 | Kodiak Electric Association | 10270 | Y | Y | Y | Y | Y | 3810 | Y | Y
10451 | Kotzebue Electric Assn Inc | 6304 | Kotzebue | AK | NORTHWEST ARCTIC | 18WT | 5 | 2012 | 5 | 2012 | Kotzebue | AK | 7.2 | KEA | 25 | Y | Y | N | N | N | 5 | N | N
10451 | Kotzebue Electric Assn Inc | 6304 | Kotzebue | AK | NORTHWEST ARCTIC | 19WT | 5 | 2012 | 5 | 2012 | Kotzebue | AK | 7.2 | KEA | 25 | Y | Y | N | N | N | 5 | N | N
11204 | Los Alamos County | 58256 | Los Alamos PV Site | NM | Los Alamos | 1 | 9 | 2012 |  |  | Los Alamos | NM | 13.8 | Los Alamos County | 458 | Y | Y | Y | N | N |  |  | N
11204 | Los Alamos County | 58256 | Los Alamos PV Site | NM | Los Alamos | 2 | 9 | 2012 |  |  | Los Alamos | NM | 13.8 | Los Alamos County | 229 | Y | Y | Y | N | N |  |  | N
11204 | Los Alamos County | 58256 | Los Alamos PV Site | NM | Los Alamos | 3 | 9 | 2012 |  |  | Los Alamos | NM | 13.8 | Los Alamos County | 229 | Y | Y | Y | N | N |  |  | N
11208 | Los Angeles Department of Water & Power | 57305 | Adelanto Solar Project | CA | San Bernardino | 1 |  |  |  |  | Adelanto | CA | 4.18 | IPA | 870 | Y | N | Y | N | Y |  |  | Y
11208 | Los Angeles Department of Water & Power | 57871 | 2555 E Olympic Bl | CA | Los Angeles | 1 |  |  |  |  | Los Angeles | CA | 4.8 | LADWP | 9 | N | N | N | N | N
11208 | Los Angeles Department of Water & Power | 58248 | Pierce College | CA | Los Angeles | GEN1 |  |  |  |  | Woodland Hills | CA | 0.48 | Los Angeles Department of Water & Powe
11581 | City of Manning | 1160 | Manning | IA | Carroll | M1 | 4 | 2012 | 2 | 2011 | MANNING | IA | 69 | NORTHWEST IOWA POWER COOP | 5 | N | N | Y | N | N |  |  | N
11581 | City of Manning | 1160 | Manning | IA | Carroll | M2 | 4 | 2012 | 2 | 2011 | MANNING | IA | 69 | NORTHWEST IOWA POWER COOP | 5 | N | N | Y | N | N |  |  | N
11581 | City of Manning | 1160 | Manning | IA | Carroll | M3 | 4 | 2012 | 2 | 2011 | MANNING | IA | 69 | NORTHWEST IOWA POWER COOP | 5 | N | N | Y | N | N |  |  | N
11770 | City of Martinsville - (VA) | 57893 | Martinsville LFG Generator | VA | Henry | LFG1 | 3 | 2012 | 1 | 2012 | Martinsville | VA | 12 | Martinsville Electric Department | 213 | Y | Y | Y | Y | N | 0 | N | N
11804 | Massachusetts Electric Co | 57265 | Dorchester Solar Site | MA | Suffolk | 1 | 12 | 2011 | 9 | 2009 | Dorchester | MA | 12.47 | NSTAR | 60 | Y | N | Y | N | N | 0 | N | N
12341 | MidAmerican Energy Co | 57873 | Eclipse Wind Farm | IA | Guthrie | EWF | 7 | 2012 |  |  | Adair | IA | 345 | MidAmerican Energy Co | 9572 | N | Y | Y | Y | N |  |  | N
12341 | MidAmerican Energy Co | 57874 | Vienna Wind Farm | IA | Marshall | VIWF | 11 | 2012 |  |  | Gladbrook | IA | 161 | ITC Midwest | 5144 | N | Y | Y | N | N |  |  | N
12341 | MidAmerican Energy Co | 57875 | Morning Light Wind Farm | IA | Adair | MLWF | 9 | 2012 |  |  | Casey | IA | 345 | MidAmerican Energy Co | 3989 | N | Y | Y | N | N |  |  | N
12647 | Minnesota Power Inc | 57038 | Bison I Wind Energy Center | ND | Morton | PHS2 | 1 | 2012 |  |  | Center | ND | 230 | Minnesota Power |  | Y | Y | Y | Y | N |  | Y | Y
12647 | Minnesota Power Inc | 57800 | Bison 2 Wind Energy Center | ND | Morton | BISO2 | 12 | 2012 |  |  | Center | ND | 230 | Minnesota Power | 48 | N | Y | Y | Y | N | 0 | N | N
12647 | Minnesota Power Inc | 57801 | Bison 3 Wind Energy Center | ND | Morton | BISO3 | 12 | 2012 |  |  | Center | ND | 230 | Minnesota Power | 51 | N | Y | Y | Y | N | 0 | N | N
13630 | North Carolina Mun Power Agny #1 | 56954 | Gastonia Prime Power Park | NC | Gaston | 3 | 12 | 2012 |  |  | Dallas | NC | 12.5 | City of Gastonia | 50 | N | N | Y | N | N |  |  | N
13630 | North Carolina Mun Power Agny #1 | 56954 | Gastonia Prime Power Park | NC | Gaston | 4 | 12 | 2012 |  |  | Dallas | NC | 12.5 | City of Gastonia | 50 | N | N | Y | N | N |  |  | N
13902 | NorthWestern Energy | 58218 | Spion Kop Wind Farm | MT | Judith Basin | SKW25 | 9 | 2012 | 10 | 2010 | Geyser | MT | 100 | North Western Energy Transmission | 1736 | N | Y | Y | Y | N |  |  | N
13935 | Oakdale&South San Joaquin Irrigation D. | 416 | Tulloch | CA | Tuolumne | 3 | 3 | 2012 | 7 | 2009 | Jamestown | CA | 115 | Pacific Gas & Electric | 275 | Y | N | N | Y | N |  |  | Y
14063 | Oklahoma Gas & Electric Co | 57332 | Crossroads Wind Farm | OK | Dewey | 1-98 | 10 | 2011 | 12 | 2008 | Watonga | OK | 345 | Oklahoma Gas & Electric | 3403 | Y | Y | Y | Y | Y |  |  | N
14328 | Pacific Gas & Electric Co | 57521 | Giffen | CA | Fresno | 1 | 6 | 2012 | 6 | 2012 | Cantua Creek | CA | 12 | Pacific Gas & Electric Co | 2640 | Y | Y | Y | N | N | 0 | N | N
14328 | Pacific Gas & Electric Co | 57522 | Cantua Solar Station | CA | Fresno | 1 | 6 | 2012 | 6 | 2012 | Cantua Creek | CA | 12 | Pacific Gas & Electric Co | 1900 | Y | Y | Y | N | N | 0 | N | N
14328 | Pacific Gas & Electric Co | 57523 | Huron Solar Station | CA | Fresno | 1 | 6 | 2012 | 6 | 2012 | Huron | CA | 12 | Pacific Gas & Electric Co | 1100 | Y | Y | Y | N | N | 0 | N | N
14354 | PacifiCorp | 58150 | Black Cap Solar Plant | OR | Lake | 1 | 10 | 2012 | 11 | 2011 | Lakeview | OR | 12 | PacifiCorp | 430 | Y | Y | Y | Y | N | 0 |  | N
14624 | PUD No 2 of Grant County | 3888 | Wanapum | WA | Grant | 5A | 2 | 2012 |  |  | Beverly | WA | 230 | GCPUD | 0 | Y | Y | Y | Y | N | 0 | N | N
14624 | PUD No 2 of Grant County | 3888 | Wanapum | WA | Grant | 2A | 12 | 2012 |  |  | Beverly | WA | 230 | GCPUD | 0 | Y | Y | Y | Y | N | 0 | N | N
14856 | City of Petersburg - (AK) | 91 | Petersburg | AK | Wrangell-Petersburg | IC8 | 10 | 2012 |  |  | Petersburg | AK | 24.9 | City of Petersburg | 93 | Y | Y | Y | N | N |  |  | N
15147 | PSEG Fossil LLC | 2404 | PSEG Kearny Generating Station | NJ | Hudson | 132 | 6 | 2012 |  |  | Kearny | NJ | 138 | Public Service Elec & Gas Co | 1677 | N | Y | N | Y | Y |  |  | Y
15147 | PSEG Fossil LLC | 2404 | PSEG Kearny Generating Station | NJ | Hudson | 142 | 6 | 2012 |  |  | Kearny | NJ | 138 | Public Service Elec & Gas Co | 3732 | N | Y | N | Y | Y |  |  | Y
15147 | PSEG Fossil LLC | 2404 | PSEG Kearny Generating Station | NJ | Hudson | 134 | 6 | 2012 |  |  | Kearny | NJ | 138 | Public Service Elec & Gas Co | 1677 | N | Y | N | Y | Y |  |  | Y
15147 | PSEG Fossil LLC | 2404 | PSEG Kearny Generating Station | NJ | Hudson | 131 | 6 | 2012 |  |  | Kearny | NJ | 138 | Public Service Elec & Gas Co | 1677 | N | Y | N | Y | Y |  |  | Y
15147 | PSEG Fossil LLC | 2404 | PSEG Kearny Generating Station | NJ | Hudson | 141 | 6 | 2012 |  |  | Kearny | NJ | 138 | Public Service Elec & Gas Co | 3732 | N | Y | N | Y | Y |  |  | Y
15147 | PSEG Fossil LLC | 2404 | PSEG Kearny Generating Station | NJ | Hudson | 133 | 6 | 2012 |  |  | Kearny | NJ | 138 | Public Service Elec & Gas Co | 1677 | N | Y | N | Y | Y |  |  | Y
15248 | Portland General Electric Co | 57882 | Baldock Solar Highway | OR | Clackamas | BSH1 | 1 | 2012 | 1 | 2012 | Aurora | OR | 12.47 | PGE | 295 | Y | N | N | N | N | 0 | N | N
15330 | Prairie State Generating Co LLC | 55856 | Prairie State Generatng Station | IL | St Clair | PC2 | 1 | 2012 | 7 | 2001 | Marissa | IL | 345 | Ameren | 112342 | Y | N | Y | Y | N | 0 |  | N
15330 | Prairie State Generating Co LLC | 55856 | Prairie State Generatng Station | IL | St Clair | PC1 | 10 | 2011 | 10 | 2011 | Marissa | IL | 345 | Ameren | 112342 | Y | N | Y | Y | N | 0 |  | N
15399 | Iberdrola Renewables Inc | 56796 | South Chestnut LLC | PA | Fayette | 1 | 12 | 2011 | 12 | 2008 | Fayette County | PA | 138 | Allegheny | 1800 | N | Y | Y | Y | N | 0 | N | N
15399 | Iberdrola Renewables Inc | 57380 | New England Wind LLC | MA | Berkshire | 1 | 12 | 2012 | 12 | 2009 | Berkshire | MA | 69 | NGRID | 1800 | N | Y | Y | Y | N | 0 | N | N
15399 | Iberdrola Renewables Inc | 57484 | Manzana Wind LLC | CA | Kern | GEN1 | 10 | 2012 | 10 | 2009 | Rosamond | CA | 220 | So Cal Edison | 1400 | N | Y | Y | Y | N | 0 | N | N
15399 | Iberdrola Renewables Inc | 58141 | Groton Wind LLC | NH | Grafton | 1 | 11 | 2011 | 9 | 2005 | Groton | NH | 115 | PSNH | 2200 | N | Y | Y | Y | N | 0 | N | N
15452 | PSEG Power Connecticut LLC | 6156 | New Haven Harbor | CT | New Haven | 2 | 6 | 2012 |  |  | New Haven | CT | 115 | United Illuminating Co | 3413 | Y | Y | N | N | Y |  |  | Y
15452 | PSEG Power Connecticut LLC | 6156 | New Haven Harbor | CT | New Haven | 3 | 6 | 2012 |  |  | New Haven | CT | 115 | United Illuminating Co | 3413 | Y | Y | N | N | Y |  |  | Y
15452 | PSEG Power Connecticut LLC | 6156 | New Haven Harbor | CT | New Haven | 4 | 6 | 2012 |  |  | New Haven | CT | 115 | United Illuminating Co | 3413 | Y | Y | N | N | Y |  |  | Y
15477 | Public Service Elec & Gas Co | 57727 | BlackRock-Matrix | NJ | Middlesex | BLAR | 3 | 2012 | 7 | 2011 | South Brunswick | NJ | 13 | PSE&G | 223 | Y | Y | Y | N | N |  |  | N
15500 | Puget Sound Energy Inc | 57195 | Lower Snake River Wind Energy Project | WA | GARFIELD | LSR 1 | 1 | 2012 | 10 | 2011 | Central Ferry | WA | 230 | BPA | 2492 | Y | Y | Y | Y | N | 99704 | Y | Y
15726 | Rayonier Performance Fibers, LLC | 10562 | Rayonier Fernandina Mill | FL | Nassau | GEN5 | 9 | 2012 |  |  | Fernandina Beach | FL | 69 | FPU | 0 | N | N | N | N | N | 0 |  | N
16534 | Sacramento Municipal Util Dist | 7526 | Solano Wind | CA | Solano | 3 | 4 | 2012 | 12 | 2008 | Birds Landing | CA | 230 | PG&E | 136 | Y | Y | Y | Y | Y | 0 | N | N
16864 | Seaside Heights Municipal Utility | 58172 | Seaside Heights Power Plant | NJ | Ocean | UNIT2 | 9 | 2012 | 9 | 2011 | Seaside Heights | NJ | 4.16 | Seaside Heights | 50 | Y | N | Y | N | N | 0 | N | N
16864 | Seaside Heights Municipal Utility | 58172 | Seaside Heights Power Plant | NJ | Ocean | UINT3 | 9 | 2012 | 9 | 2011 | Seaside Heights | NJ | 4.16 | Seaside Heights | 50 | Y | N | Y | N | N | 0 | N | N
16864 | Seaside Heights Municipal Utility | 58172 | Seaside Heights Power Plant | NJ | Ocean | UNIT1 | 9 | 2012 | 9 | 2011 | Seaside Heights | NJ | 4.16 | Seaside Heights | 50 | Y | N | Y | N | N | 0 | N | N
17568 | South Mississippi El Pwr Assn | 2070 | Moselle | MS | Jones | GTG1 | 5 | 2012 |  |  | Moselle | MS | 69 | SMEPA | 3371 | Y | Y | Y | Y | N |  | N | N
17568 | South Mississippi El Pwr Assn | 2070 | Moselle | MS | Jones | GTG2 | 11 | 2012 |  |  | Moselle | MS | 69 | SMEPA | 3371 | Y | Y | Y | Y | N |  | N | N
17609 | Southern California Edison Co | 56471 | McGrath Peaker | CA | Ventura | 1 | 10 | 2012 | 8 | 2012 | Oxnard | CA | 66 | Southern California Edison Co | 6200 | Y | Y | Y | Y | Y |  |  | Y
17609 | Southern California Edison Co | 57219 | Solar Photovoltaic Project #05 | CA | SAN BERNARDINO | S005A | 1 | 2012 | 8 | 2009 | Redlands | CA | 12 | Southern California Edison | 42 | N | N | N | N | N |  |  | N
17609 | Southern California Edison Co | 57219 | Solar Photovoltaic Project #05 | CA | SAN BERNARDINO | S005B | 1 | 2012 | 8 | 2009 | Redlands | CA | 12 | Southern California Edison | 42 | N | N | N | N | N |  |  | N
17609 | Southern California Edison Co | 57219 | Solar Photovoltaic Project #05 | CA | SAN BERNARDINO | S005C | 1 | 2012 | 8 | 2009 | Redlands | CA | 12 | Southern California Edison | 42 | N | N | N | N | N |  |  | N
17609 | Southern California Edison Co | 57219 | Solar Photovoltaic Project #05 | CA | SAN BERNARDINO | S005D | 1 | 2012 | 8 | 2009 | Redlands | CA | 12 | Southern California Edison | 42 | N | N | N | N | N |  |  | N
17609 | Southern California Edison Co | 57219 | Solar Photovoltaic Project #05 | CA | SAN BERNARDINO | S005E | 1 | 2012 | 8 | 2009 | Redlands | CA | 12 | Southern California Edison | 12 | N | N | N | N | N |  |  | N
17609 | Southern California Edison Co | 57221 | Solar Photovoltaic Project #07 | CA | SAN BERNARDINO | S007A | 6 | 2010 | 8 | 2009 | Redlands | CA | 12 | Southern California Edison | 27 | N | N | N | N | N |  |  | N
17609 | Southern California Edison Co | 57221 | Solar Photovoltaic Project #07 | CA | SAN BERNARDINO | S007B | 6 | 2010 | 8 | 2009 | Redlands | CA | 12 | Southern California Edison | 27 | N | N | N | N | N |  |  | N
17609 | Southern California Edison Co | 57221 | Solar Photovoltaic Project #07 | CA | SAN BERNARDINO | S007C | 6 | 2010 | 8 | 2009 | Redlands | CA | 12 | Southern California Edison | 27 | N | N | N | N | N |  |  | N
17609 | Southern California Edison Co | 57221 | Solar Photovoltaic Project #07 | CA | SAN BERNARDINO | S007D | 6 | 2010 | 8 | 2009 | Redlands | CA | 12 | Southern California Edison | 27 | N | N | N | N | N |  |  | N
17609 | Southern California Edison Co | 57221 | Solar Photovoltaic Project #07 | CA | SAN BERNARDINO | S007E | 6 | 2010 | 8 | 2009 | Redlands | CA | 12 | Southern California Edison | 27 | N | N | N | N | N |  |  | N
17609 | Southern California Edison Co | 57232 | Solar Photovoltaic Project #18 | CA | SAN BERNARDINO | S018B | 11 | 2010 | 8 | 2009 | Fontana | CA | 12 | Southern California Edison | 59 | N | N | N | N | N |  |  | N
17609 | Southern California Edison Co | 57232 | Solar Photovoltaic Project #18 | CA | SAN BERNARDINO | S018C | 11 | 2010 | 8 | 2009 | Fontana | CA | 12 | Southern California Edison | 59 | N | N | N | N | N |  |  | N
17609 | Southern California Edison Co | 57232 | Solar Photovoltaic Project #18 | CA | SAN BERNARDINO | S018A | 11 | 2010 | 8 | 2009 | Fontana | CA | 12 | Southern California Edison | 59 | N | N | N | N | N |  |  | N
17609 | Southern California Edison Co | 57441 | Solar Photovoltaic Project #42 | CA | TULARE | S42B | 6 | 2011 | 4 | 2010 | Porterville | CA | 12 | Southern California Edison | 56 | N | N | N | N | N |  |  | N
17609 | Southern California Edison Co | 57441 | Solar Photovoltaic Project #42 | CA | TULARE | S42E | 6 | 2011 | 4 | 2010 | Porterville | CA | 12 | Southern California Edison | 56 | N | N | N | N | N |  |  | N
17609 | Southern California Edison Co | 57441 | Solar Photovoltaic Project #42 | CA | TULARE | S42H | 6 | 2011 | 4 | 2010 | Porterville | CA | 12 | Southern California Edison | 56 | N | N | N | N | N |  |  | N
17609 | Southern California Edison Co | 57441 | Solar Photovoltaic Project #42 | CA | TULARE | S42I | 6 | 2011 | 4 | 2010 | Porterville | CA | 12 | Southern California Edison | 56 | N | N | N | N | N |  |  | N
17609 | Southern California Edison Co | 57441 | Solar Photovoltaic Project #42 | CA | TULARE | S42A | 6 | 2011 | 4 | 2010 | Porterville | CA | 12 | Southern California Edison | 56 | N | N | N | N | N |  |  | N
17609 | Southern California Edison Co | 57441 | Solar Photovoltaic Project #42 | CA | TULARE | S42C | 6 | 2011 | 4 | 2010 | Porterville | CA | 12 | Southern California Edison | 56 | N | N | N | N | N |  |  | N
17609 | Southern California Edison Co | 57441 | Solar Photovoltaic Project #42 | CA | TULARE | S42D | 6 | 2011 | 4 | 2010 | Porterville | CA | 12 | Southern California Edison | 56 | N | N | N | N | N |  |  | N
17609 | Southern California Edison Co | 57441 | Solar Photovoltaic Project #42 | CA | TULARE | S42F | 6 | 2011 | 4 | 2010 | Porterville | CA | 12 | Southern California Edison | 56 | N | N | N | N | N |  |  | N
17609 | Southern California Edison Co | 57441 | Solar Photovoltaic Project #42 | CA | TULARE | S42G | 6 | 2011 | 4 | 2010 | Porterville | CA | 12 | Southern California Edison | 56 | N | N | N | N | N |  |  | N
17609 | Southern California Edison Co | 57441 | Solar Photovoltaic Project #42 | CA | TULARE | S42J | 6 | 2011 | 4 | 2010 | Porterville | CA | 12 | Southern California Edison | 56 | N | N | N | N | N |  |  | N
17650 | Southern Power Co | 55708 | Nacogdoches Power | TX | Nacogdoches | STG4 | 6 | 2012 | 10 | 2006 | Sacul | TX | 138 | Oncor | 3250 | Y | N | Y | N | N | 0 | N | N
17650 | Southern Power Co | 57029 | Cleveland Cnty Generating Facility | NC | Cleveland | 2 | 12 | 2012 | 6 | 2007 | Kings Mountain | NC | 230 | Duke Energy Carolinas | 0 | Y | N | Y | N | N | 0 | Y | N
17650 | Southern Power Co | 57029 | Cleveland Cnty Generating Facility | NC | Cleveland | 3 | 12 | 2012 | 6 | 2007 | Kings Mountain | NC | 230 | Duke Energy Carolinas | 0 | Y | N | Y | N | N | 0 | Y | N
17650 | Southern Power Co | 57029 | Cleveland Cnty Generating Facility | NC | Cleveland | 1 | 12 | 2012 | 6 | 2007 | Kings Mountain | NC | 230 | Duke Energy Carolinas | 6325 | Y | N | Y | N | N | 2323 | Y | N
17650 | Southern Power Co | 57029 | Cleveland Cnty Generating Facility | NC | Cleveland | 4 | 12 | 2012 | 6 | 2007 | Kings Mountain | NC | 230 | Duke Energy Carolinas | 0 | Y | N | Y | N | N | 0 | Y | N
17698 | Southwestern Electric Power Co | 56564 | John W Turk Jr Power Plant | AR | HEMPSTEAD | 1 | 12 | 2012 | 12 | 2006 | Fulton | AK | 138 | SWEPCO, AECC, OMPA, ETEC | 1608 | Y | Y | Y | Y | N | 0 |  | Y
18231 | City of Stuart - (IA) | 7857 | Gilliam South | IA | Adair | 7 | 4 | 2012 | 4 | 2012 | Stuart | IA | 34.5 | Stuart Municipal Utilities | 0 | N | N | N | N |  | 0 |  | N
18277 | City of Sullivan - (IL) | 969 | Sullivan | IL | Moultrie | 13 | 11 | 2012 | 9 | 2010 | Sullivan | IL | 12.47 | City of Sullivan | 40 | N | N | Y | N | N | 0 |  | N
18277 | City of Sullivan - (IL) | 969 | Sullivan | IL | Moultrie | 14 | 11 | 2012 | 9 | 2010 | Sullivan | IL | 12.47 | City of Sullivan | 40 | N | N | Y | N | N | 0 |  | N
18277 | City of Sullivan - (IL) | 969 | Sullivan | IL | Moultrie | 15 | 11 | 2012 | 9 | 2010 | Sullivan | IL | 12.47 | City of Sullivan | 40 | N | N | Y | N | N | 0 |  | N
18642 | Tennessee Valley Authority | 3405 | John Sevier | TN | Hawkins | CTG1 |  |  |  |  | Rogersville | TN | 161 | TVA | 33 | Y | Y | Y | Y | N |  |  | N
18642 | Tennessee Valley Authority | 3405 | John Sevier | TN | Hawkins | CTG3 |  |  |  |  | Rogersville | TN | 161 | TVA | 33 | Y | Y | Y | Y | N |  |  | N
18642 | Tennessee Valley Authority | 3405 | John Sevier | TN | Hawkins | STG1 |  |  |  |  | Rogersville | TN | 161 | TVA | 33 | Y | Y | Y | Y | N |  |  | N
18642 | Tennessee Valley Authority | 3405 | John Sevier | TN | Hawkins | CTG2 |  |  |  |  | Rogersville | TN | 161 | TVA | 33 | Y | Y | Y | Y | N |  |  | N
18963 | Inside Passage Elec Coop, Inc | 7463 | Hoonah | AK | Juneau | 4 | 8 | 2012 | 8 | 2012 | Hoonah | AK | 7.2 | Y | 0 | N | Y | N | N | N | 1 | N | Y
18963 | Inside Passage Elec Coop, Inc | 7463 | Hoonah | AK | Juneau | 3A | 8 | 2012 | 8 | 2012 | Hoonah | AK | 7.2 | Y | 0 | N | Y | N | N | N | 1 | N | Y
18963 | Inside Passage Elec Coop, Inc | 7464 | Kake | AK | Petersburg | 1A
19281 | Turlock Irrigation District | 7315 | Almond Power Plant | CA | STANISLAUS | 2 | 7 | 2012 | 12 | 2011 | Modesto | CA | 115 | Turlock Irrigation District | 248 | Y | N | Y | Y | N | 7212 | N | N
19281 | Turlock Irrigation District | 7315 | Almond Power Plant | CA | STANISLAUS | 3 | 7 | 2012 | 12 | 2011 | Modesto | CA | 115 | Turlock Irrigation District | 248 | Y | N | Y | Y | N | 7212 | N | N
19281 | Turlock Irrigation District | 7315 | Almond Power Plant | CA | STANISLAUS | 4 | 7 | 2012 | 12 | 2011 | Modesto | CA | 115 | Turlock Irrigation District | 248 | Y | N | Y | Y | N | 7212 | N | N
19391 | UGI Development Co | 57216 | Crayola Solar Project | PA | Northampton | 3 | 1 | 2012 | 8 | 2009 | Easton | PA | 34.5 | Metropolitan Edison/First Energy | 62 | N | Y | Y | N | N | 0 |  | N
19553 | Unisea Inc | 54422 | Unisea G 2 | AK | Aleutian Islands | CAT4 |  |  |  |  | Dutch Harbor | AK |  | Unisea, Inc | 0 | N | N | N | N | N | 0 | N | N
19553 | Unisea Inc | 54422 | Unisea G 2 | AK | Aleutian Islands | CAT5 |  |  |  |  | Dutch Harbor | AK |  | Unisea, Inc. | 0 | N | N | N | N | N | 0 | N | N
19740 | AES Wind Generation Inc | 57459 | Mountain View IV | CA | Riverside | 1 |  |  |  |  | Palm Springs | CA | 34.5 | SCE | 6100 | Y | Y | Y | Y | N |  |  | Y
19856 | City of Vineland - (NJ) | 2434 | Howard Down | NJ | Cumberland | 11 | 6 | 2012 | 6 | 2012 | Vineland | NJ | 69 | City of Vineland- (NJ) | 1300 | Y | Y | Y | Y | N | 3000 | N | N
19876 | Virginia Electric & Power Co | 56808 | Virginia City Hybrid Energy Center | VA | Wise | 1 | 3 | 2012 | 6 | 2006 | St. Paul | VA | 138 | APCO/AEP | 27181 | Y | N | Y | Y | N | 25510 | N | N
20180 | City of Waterloo - (IL) | 971 | Waterloo | IL | Monroe | 13 | 5 | 2012 | 4 | 2011 | Waterloo | IL | 12.47 | City of Waterloo | 60 | N | N | Y | N | N | 0 | N | N
20214 | Waverly Municipal Elec Utility | 57214 | Waverly Community Wind Project | IA | Bremer | CAN2 | 9 | 2012 | 2 | 2009 | WAVERLY | IA | 12.5 | WAVERLY MUNICIPAL ELEC UTILITY | 55 | Y | Y | Y | N | N | 0 | N | N
24008 | University of Oregon | 54950 | Univ of Oregon Central Power Station | OR | Lane | CTG1 | 12 | 2012 | 8 | 2012 | Eugene | OR | 12.47 | EWEB | 6400 | Y | Y | Y | Y | N | 3000 | N | Y
24008 | University of Oregon | 54950 | Univ of Oregon Central Power Station | OR | Lane | STG1 |  |  |  |  | Eugene | OR | 12.47 | EWEB | 6400 | Y | Y | Y | Y | N | 3000 | N | Y
24205 | Sinclair Oil Corp | 54374 | Sinclair Oil Refinery | WY | Carbon | 2002 | 1 | 2012 | 1 | 2012 | Sinclair | WY | 2.4 | Sinclair Oil Corp | 88 | N | Y | Y | N | N |  | N | N
24205 | Sinclair Oil Corp | 54374 | Sinclair Oil Refinery | WY | Carbon | 2004 | 1 | 2012 | 1 | 2012 | Sinclair | WY | 2.4 | Sinclair Oil Corp | 88 | N | Y | Y | N | N |  | N | N
24205 | Sinclair Oil Corp | 54374 | Sinclair Oil Refinery | WY | Carbon | 2006 | 1 | 2012 | 1 | 2012 | Sinclair | WY | 2.4 | Sinclair Oil Corp | 88 | N | Y | Y | N | N |  | N | N
24205 | Sinclair Oil Corp | 54374 | Sinclair Oil Refinery | WY | Carbon | 2008 | 1 | 2012 | 1 | 2012 | Sinclair | WY | 2.4 | Sinclair Oil Corp | 88 | N | Y | Y | N | N |  | N | N
24211 | Tucson Electric Power Co | 57717 | UASTP II | AZ | Pima | UATP2 | 1 | 2012 |  |  | Tucson | AZ | 13.8 | Tucson Electric Power |  | Y | Y | Y | N | N |  |  | N
24211 | Tucson Electric Power Co | 58171 | Prairie Fire | AZ | Pima | GEN1 | 12 | 2012 | 12 | 2012 | Tuscon | AZ | 13.8 | Tucson Electric Power |  | Y | Y | Y | N | N |  |  | N
27075 | San Diego County Water Auth | 57729 | Lake Hodges Hydroelectric Facility | CA | San Diego | 1 | 4 | 2011 | 1 | 2008 | Escondido | CA | 69 | SDG&E | 148 | Y | N | Y | N | N |  | Y | N
27075 | San Diego County Water Auth | 57729 | Lake Hodges Hydroelectric Facility | CA | San Diego | 2 | 4 | 2011 | 1 | 2008 | Escondido | CA | 69 | SDG&E | 148 | Y | N | Y | N | N |  | Y | N
30150 | Yakutat Power Inc | 6637 | Yakutat | AK | YAKUTAT | 7 | 7 | 2012 |  |  | Yakutat | AK | 4.16 | Yakutat Power Inc. | 0 | N | N | N | N | N | 0 | N | N
34505 | Edison Mission Energy | 57278 | Crofton Bluffs Wind LLC | NE | Knox | CWET1 | 8 | 2012 | 10 | 2008 | Bloomfield | NE | 115 | Nebraska Public Power District | 1477 | N | Y | Y | Y | N | 0 | N | N
34505 | Edison Mission Energy | 57593 | Broken Bow Wind LLC | NE | Custer | 1 | 9 | 2012 | 3 | 2010 | Broken Bow | NE | 115 | Nebraska Public Power District | 211 | N | N | N | N | Y | 0 | N | N
34691 | Ormat Nevada Inc | 57446 | McGinness Hills | NV | Travis | 1 | 12 | 2011 | 12 | 2011 | Austin | NV | 230 | Ormat Nevada Inc. | 981 | Y | Y | Y | Y | N | 2620 | N | N
34691 | Ormat Nevada Inc | 57446 | McGinness Hills | NV | Travis | 3 | 12 | 2011 | 12 | 2011 | Austin | NV | 230 | Ormat Nevada Inc. | 981 | Y | Y | Y | Y | N | 2620 | N | N
34691 | Ormat Nevada Inc | 57446 | McGinness Hills | NV | Travis | 2 | 12 | 2011 | 12 | 2011 | Austin | NV | 230 | Ormat Nevada Inc | 981 | Y | Y | Y | Y | N | 2620 | N | N
34691 | Ormat Nevada Inc | 57451 | Tuscarora Geothermal Power Plant | NV | Elko | G9250 | 12 | 2011 | 11 | 2011 | Tuscarora | NV | 120 | Ormat Nevada Inc. | 164 | Y | Y | Y | Y | N | 1165 | N | Y
34691 | Ormat Nevada Inc | 57451 | Tuscarora Geothermal Power Plant | NV | Elko | G9200 | 12 | 2011 | 11 | 2011 | Tuscarora | NV | 120 | Ormat Nevada Inc. | 164 | Y | Y | Y | Y | N | 1165 | N | Y
34981 | Devon Gas Services | 57597 | Cana Gas Processing Plant | OK | Canadian | 6214 | 4 | 2012 | 9 | 2009 | Calumet | OK | 12.5 | Caddo Electric Coop
39347 | East Texas Electric Coop, Inc | 56603 | San Jacinto County Peaking Facility | TX | San Jacinto | SJCD1
40211 | Wabash Valley Power Assn, Inc | 54925 | Twin Bridges LFGTE | IN | HENDRICKS | IV-1 | 6 | 2012 | 6 | 2010 | Danville | IN | 12.47 | Hendricks Power Coop | 21 | Y | N | Y | N | N | 0 | N | N
40211 | Wabash Valley Power Assn, Inc | 54925 | Twin Bridges LFGTE | IN | HENDRICKS | IV-2 | 6 | 2012 | 6 | 2010 | Danville | IN | 12.47 | Hendricks Power Coop | 21 | Y | N | Y | N | N | 0 | N | N
40577 | American Mun Power-Ohio, Inc | 55701 | Fremont Energy Center | OH | SANDUSKY | CA01 |  |  |  |  | Fremont | OH | 138 | ATSI | 4282 | Y | Y | Y | Y | N | 5042 | N | N
40577 | American Mun Power-Ohio, Inc | 55701 | Fremont Energy Center | OH | SANDUSKY | CT01 |  |  |  |  | Fremont | OH | 138 | ATSI | 4282 | Y | Y | Y | Y | N | 5042 | N | N
40577 | American Mun Power-Ohio, Inc | 55701 | Fremont Energy Center | OH | SANDUSKY | CT02 |  |  |  |  | Fremont | OH | 138 | ATSI | 4282 | Y | Y | Y | Y | N | 5042 | N | N
40577 | American Mun Power-Ohio, Inc | 58082 | AMP Napoleon Solar Facility | OH | Henry | NSF1 |  |  |  |  | Napoleon | OH | 12.47 | City of Napoleon | 421 | N | Y | Y | N | Y | 25 | N | N
40580 | Southern Minnesota Mun P Agny | 57903 | SMMPA Methane Energy Facility | MN | Kanabec | UNIT1 |  |  |  |  | Mora | MN | 12.47 | SMMPA | 807 | Y | Y | Y | N | N |  |  | N
40613 | Northern California Power Agny | 57978 | Lodi Energy Center | CA | San Joaquin | ST1 | 11 | 2012 | 11 | 2012 | LODI | CA | 230 | PACIFIC GAS & ELECTRIC | 0 | N | N | N | N | Y | 0 |  | N
40613 | Northern California Power Agny | 57978 | Lodi Energy Center | CA | San Joaquin | CT1 | 11 | 2012 | 11 | 2012 | LODI | CA | 230 | PACIFIC GAS & ELECTRIC | 250 | N | N | N | N | Y | 0 |  | N
49893 | Invenergy Services LLC | 57463 | Bishop Hill Energy LLC | IL | Henry | 1 | 6 | 2012 | 9 | 2005 | Henry County | IL | 138 | Commonwealth Edison Co | 2148 | N | N | Y | Y | N | 1701 | N | N
49893 | Invenergy Services LLC | 57912 | Grand Ridge Solar Farm | IL | LaSalle | 1 | 7 | 2012 | 1 | 2011 | Streator | IL | 34.5 | Commonwealth Edison | 812 | Y | N | Y | N | N | 0 | N | N
49893 | Invenergy Services LLC | 58008 | California Ridge Wind Energy LLC | IL | Vermilion | CR | 12 | 2012 | 8 | 2008 | Vermillion County | IL | 138 | Ameren Illinois | 1430 | N | N | Y | Y | N | 170 | N | N
49932 | Enel North America, Inc. | 57644 | Prairie Rose Wind Farm | MN | Rock | PR1
49981 | Diamond Generating Corporation | 57483 | Mariposa Energy Project | CA | Alameda | CTG1 | 5 | 2012 | 4 | 2008 | Byron | CA | 230 | PG&E | 1000 | Y | Y | Y | Y | Y | 2500 | Y | N
49981 | Diamond Generating Corporation | 57483 | Mariposa Energy Project | CA | Alameda | CTG2 | 5 | 2012 | 4 | 2008 | Byron | CA | 230 | PG&E | 10000 | Y | Y | Y | Y | Y | 2500 | Y | N
49981 | Diamond Generating Corporation | 57483 | Mariposa Energy Project | CA | Alameda | CTG3 | 5 | 2012 | 4 | 2008 | Byron | CA | 230 | PG&E | 10000 | Y | Y | Y | Y | Y | 2500 | Y | N
49981 | Diamond Generating Corporation | 57483 | Mariposa Energy Project | CA | Alameda | CTG4 | 5 | 2012 | 4 | 2008 | Byron | CA | 230 | PG&E | 10000 | Y | Y | Y | Y | Y | 2500 | Y | N
50079 | Utility Board of Key West City | 6584 | Stock Island | FL | Monroe | EP2 | 6 | 2012 |  |  | Stock Island | FL | 138 | KEYS | 0 | N | N | N | N | N | 0 | N | N
50131 | Enel Stillwater LLC | 50765 | Stillwater Facility | NV | Churchill | 1 | 12 | 2011 | 12 | 2011 | Fallon | NV | 60 | NV Energy | 100 | N | Y | Y | N | N | 0 |  | Y
50147 | US Geothermal Inc. | 58022 | Neal Hot Springs Geothermal Project | OR | Malheur | NHS2 | 5 | 2012 | 10 | 2006 | Vale | OR | 69 | Idaho Power | 1067 | Y | N | Y | Y | Y | 217 | Y | Y
50147 | US Geothermal Inc. | 58022 | Neal Hot Springs Geothermal Project | OR | Malheur | NHS1 | 5 | 2012 | 10 | 2006 | Vale | OR | 69 | Idaho Power | 1067 | Y | N | Y | Y | Y | 217 | Y | Y
50147 | US Geothermal Inc. | 58022 | Neal Hot Springs Geothermal Project | OR | Malheur | NHS3 | 5 | 2012 | 10 | 2006 | Vale | OR | 69 | Idaho Power | 1067 | Y | N | Y | Y | Y | 217 | Y | Y
50158 | Innovative Energy Systems Inc | 56958 | DANC LFGTE Facility | NY | Jefferson | GEN4 | 4 | 2012 | 4 | 2012 | Rodman | NY | 115 | National Grid | 8 | N | N | Y | N | N | 0 | N | N
54713 | Chevron USA Inc | 52076 | McKittrick Cogen | CA | KERN | UNIT1 | 6 | 2012 | 7 | 2010 | McKittrick S3430S24E | CA | 115 | PG&E | 0 | N | N | N | N | N | 211 | N | N
54713 | Chevron USA Inc | 52076 | McKittrick Cogen | CA | KERN | UNIT2 | 6 | 2012 | 7 | 2010 | McKittrick S34 30S24E | CA | 115 | PG&E | 0 | N | N | N | N | N | 0 | N | N
54842 | WM Renewable Energy LLC | 57166 | Waste Management Lockwood LFGTE | NV | WASHOE | GEN1 | 1 | 2012 | 9 | 2009 | Sparks | NV | 25 | Sierra Pacific Power Co | 213 | Y | Y | Y | Y | N | 0 |  | N
54842 | WM Renewable Energy LLC | 57166 | Waste Management Lockwood LFGTE | NV | WASHOE | GEN2 | 1 | 2012 | 9 | 2009 | Sparks | NV | 25 | Sierra Pacific Power CO | 213 | Y | Y | Y | Y | N | 0 |  | N
54842 | WM Renewable Energy LLC | 57403 | Northwest Regional | AZ | Maricopa | GEN1 | 8 | 2012 | 6 | 2010 | Surprise | AZ | 69 | Arizona Public Service | 791 | Y | Y | Y | Y | N | 0 |  | N
54842 | WM Renewable Energy LLC | 57403 | Northwest Regional | AZ | Maricopa | GEN2 | 8 | 2012 | 6 | 2010 | Surprise | AZ | 69 | Arizona Public Service | 792 | Y | Y | Y | Y | N | 0 |  | N
54842 | WM Renewable Energy LLC | 57404 | Oneida Herkimer | NY | Oneida | GEN1 | 4 | 2012 | 2 | 2010 | Boonville | NY | 13.2 | Boonville Municiple Utility | 218 | Y | Y | Y | Y | N | 0 |  | N
54842 | WM Renewable Energy LLC | 57408 | Prairie Bluff | MS | Chickasaw | GEN1 | 8 | 2012 | 11 | 2009 | Houston | MS | 24.9 | Natchez Trace Electric Utility | 110 | Y | Y | Y | Y | N | 0 |  | N
54842 | WM Renewable Energy LLC | 57409 | West Camden | TN | Benton | GEN1 | 2 | 2012 | 8 | 2009 | Camden | TN | 12.5 | Benton County Electric | 324 | Y | Y | Y | Y | N | 0 |  | N
54842 | WM Renewable Energy LLC | 57409 | West Camden | TN | Benton | GEN2 | 2 | 2012 | 8 | 2009 | Camden | TN | 12.5 | Benton County Electric | 324 | Y | Y | Y | Y | N | 0 |  | N
54842 | WM Renewable Energy LLC | 57409 | West Camden | TN | Benton | GEN3 | 2 | 2012 | 8 | 2009 | Camden | TN | 12.5 | Benton County Electric | 325 | Y | Y | Y | Y | N | 0 |  | N
54842 | WM Renewable Energy LLC | 57443 | Pine Tree Acres WM LFGTE | MI | Macomb | GEN1 | 11 | 2011 | 1 | 2009 | Lenox | MI | 120 | ITC Transmission | 140 | Y | Y | Y | Y | N | 0 |  | N
54842 | WM Renewable Energy LLC | 57443 | Pine Tree Acres WM LFGTE | MI | Macomb | GEN2 | 11 | 2011 | 1 | 2009 | Lenox | MI | 120 | ITC Transmission | 141 | Y | Y | Y | Y | N | 0 |  | N
54842 | WM Renewable Energy LLC | 57443 | Pine Tree Acres WM LFGTE | MI | Macomb | GEN5 | 11 | 2011 | 1 | 2009 | Lenox | MI | 120 | ITC Transmission | 140 | Y | Y | Y | Y | N | 0 |  | N
54842 | WM Renewable Energy LLC | 57443 | Pine Tree Acres WM LFGTE | MI | Macomb | GEN8 | 11 | 2011 | 1 | 2009 | Lenox | MI | 120 | ITC Transmission | 141 | Y | Y | Y | Y | N | 0 |  | N
54842 | WM Renewable Energy LLC | 57443 | Pine Tree Acres WM LFGTE | MI | Macomb | GEN3 | 11 | 2011 | 1 | 2009 | Lenox | MI | 120 | ITC transmission | 140 | Y | Y | Y | Y | N | 0 |  | N
54842 | WM Renewable Energy LLC | 57443 | Pine Tree Acres WM LFGTE | MI | Macomb | GEN4 | 11 | 2011 | 1 | 2009 | Lenox | MI | 120 | ITC Transmission | 141 | Y | Y | Y | Y | N | 0 |  | N
54842 | WM Renewable Energy LLC | 57443 | Pine Tree Acres WM LFGTE | MI | Macomb | GEN6 | 11 | 2011 | 1 | 2009 | Lenox | MI | 120 | ITC Transmission | 141 | Y | Y | Y | Y | N | 0 |  | N
54842 | WM Renewable Energy LLC | 57443 | Pine Tree Acres WM LFGTE | MI | Macomb | GEN7 | 11 | 2011 | 1 | 2009 | Lenox | MI | 120 | ITC Transmission | 141 | Y | Y | Y | Y | N | 0 |  | N
55723 | PPL Renewable Energy LLC | 56888 | Warren County | NJ | Warren | GEN 2 | 4 | 2012 | 7 | 2008 | Belvidere | NJ | 12.47 | Jersey Central | 25 | Y | N | Y | N | N | 0 | N | N
55723 | PPL Renewable Energy LLC | 56888 | Warren County | NJ | Warren | GEN 1 | 4 | 2012 | 7 | 2008 | Belvidere | NJ | 12.47 | Jersey Central | 25 | Y | N | Y | N | N | 0 | N | N
55723 | PPL Renewable Energy LLC | 56888 | Warren County | NJ | Warren | GEN 3 | 4 | 2012 | 7 | 2008 | Belvidere | NJ | 12.47 | Jersey Central | 25 | Y | N | Y | N | N | 0 | N | N
55723 | PPL Renewable Energy LLC | 56888 | Warren County | NJ | Warren | GEN 4 | 4 | 2012 | 7 | 2008 | Belvidere | NJ | 12.47 | Jersey Central | 25 | Y | N | Y | N | N | 0 | N | N
55723 | PPL Renewable Energy LLC | 57581 | Allenwood | PA | Lycoming | 1 | 9 | 2012 | 2 | 2011 | Montgomery | PA | 12.47 | PPL Electric Utilities | 61 | Y | N | Y | N | N | 0 | N | N
55723 | PPL Renewable Energy LLC | 57581 | Allenwood | PA | Lycoming | 2 | 9 | 2012 | 2 | 2011 | Montgomery | PA | 12.47 | PPL Electric Utilities | 61 | Y | N | Y | N | N | 0 | N | N
55723 | PPL Renewable Energy LLC | 57582 | Lycoming County | PA | Lycoming | 2 | 9 | 2012 | 2 | 2011 | Montgomery | PA | 12.47 | PPL Electric Utilities | 278 | Y | N | Y | N | N | 0 | N | N
55723 | PPL Renewable Energy LLC | 57582 | Lycoming County | PA | Lycoming | 1 | 9 | 2012 | 2 | 2011 | Montgomery | PA | 12.47 | PPL Electric Utilities | 278 | Y | N | Y | N | N | 0 | N | N
55858 | Energy Developments Inc | 56868 | Carbon Limestone | OH | Mahoning | 17 | 1 | 2012 | 11 | 2010 | Lowellville | OH | 69 | First Energy | 0 | N | N | N | N | N |  |  | N
55858 | Energy Developments Inc | 56868 | Carbon Limestone | OH | Mahoning | 18 | 1 | 2012 | 11 | 2010 | Lowellville | OH | 69 | First Energy | 0 | N | N | N | N | N |  |  | N
55858 | Energy Developments Inc | 56869 | Loraine County Project | OH | LORAIN | 10 | 11 | 2012 | 11 | 2010 | Oberlin | OH | 69 | Oberlin Municipal | 70 | N | N | Y | N | N | 0 |  | Y
55858 | Energy Developments Inc | 56869 | Loraine County Project | OH | LORAIN | 11 | 11 | 2012 | 11 | 2010 | Oberlin | OH | 69 | Oberlin Municipal | 70 | N | N | Y | N | N | 0 |  | Y
55858 | Energy Developments Inc | 56869 | Loraine County Project | OH | LORAIN | 9 | 11 | 2012 | 11 | 2010 | Oberlin | OH | 69 | Oberlin Municipal | 70 | N | N | Y | N | N | 0 |  | Y
55858 | Energy Developments Inc | 56869 | Loraine County Project | OH | LORAIN | 12 | 11 | 2012 | 11 | 2010 | Oberlin | OH | 69 | Oberlin Municipal | 70 | N | N | Y | N | N | 0 |  | Y
55858 | Energy Developments Inc | 56869 | Loraine County Project | OH | LORAIN | 13 | 11 | 2012 | 11 | 2010 | Oberlin | OH | 69 | Oberlin Municipal | 70 | N | N | Y | N | N | 0 |  | Y
55858 | Energy Developments Inc | 56869 | Loraine County Project | OH | LORAIN | 14 | 11 | 2012 | 11 | 2010 | Oberlin | OH | 69 | Oberlin Municipal | 70 | N | N | Y | N | N | 0 |  | Y
55858 | Energy Developments Inc | 56869 | Loraine County Project | OH | LORAIN | 15 | 11 | 2012 | 11 | 2010 | Oberlin | OH | 69 | Oberlin Municipal | 70 | N | N | Y | N | N | 0 |  | Y
55858 | Energy Developments Inc | 56869 | Loraine County Project | OH | LORAIN | 16 | 11 | 2012 | 11 | 2010 | Oberlin | OH | 69 | Oberlin Municipal | 70 | N | N | Y | N | N | 0 |  | Y
55858 | Energy Developments Inc | 56869 | Loraine County Project | OH | LORAIN | 17 | 11 | 2012 | 11 | 2010 | Oberlin | OH | 69 | Oberlin Municipal | 70 | N | N | Y | N | N | 0 |  | Y
55858 | Energy Developments Inc | 56869 | Loraine County Project | OH | LORAIN | 18 | 11 | 2012 | 11 | 2010 | Oberlin | OH | 69 | Oberlin Municipal | 70 | N | N | Y | N | N | 0 |  | Y
55918 | Acciona Wind Energy USA LLC | 56665 | Dempsey Ridge Wind Farm | OK | Roger Mills | DR | 4 | 2012 | 8 | 2006 | Cheyenne | OK | 230 | Public Service Company of Oklahoma | 1319 | N | N | Y | Y | N |  |  | N
55963 | AE Power Services LLC | 57769 | Mehoopany Wind Energy LLC | PA | Wyoming | 1 | 12 | 2012 | 12 | 2009 | Forkston Township | PA | 115 | Pennsylvania Electric Company | 8954 | Y | N | N | Y | N | 3595 | N | N
55963 | AE Power Services LLC | 57787 | Flat Ridge 2 Wind Energy LLC | KS | Barber | 1 | 10 | 2012 | 9 | 2010 | Nashville | KS | 345 | Westar Energy, Inc. | 29846 | Y | N | N | Y | N | 6956 | N | N
56072 | Marble River, LLC | 56857 | Marble River Wind Farm | NY | Clinton | GEN1 | 6 | 2012 | 12 | 2004 | Churubusco | NY | 230 | NYPA | 10026 | N | N | Y | Y | N | 77340 | N | N
56146 | Black Hills/Colorado Elec.Util | 57980 | Busch Ranch Wind Energy Farm | CO | Huerfano | WTG | 10 | 2012 | 5 | 2011 | Walsenburg | CO | 115 | Black Hills Colorado Electric Utility | 170 | N | N | N | N | Y | 0 | N | N
56189 | American Profol Incorporated | 54719 | Alliant SBD 9203 Profol | IA | Linn | 6918 | 8 | 2012 | 5 | 2011 | Cedar Rapids | IA | 0.48 | Alliant | 0 | N | N | N | N | N | 0 | N | N
56215 | E ON Climate Renewables N America LLC | 57802 | Magic Valley Wind Farm I LLC | TX | Willacy | MV1 | 9 | 2012 | 9 | 2008 | Raymondville | TX | 138 | AEP | 0 | N | N | N | N | N | 0 | N | N
56215 | E ON Climate Renewables N America LLC | 57862 | Wildcat Wind Farm I, LLC | IN | Tipton | 1 | 12 | 2012 | 3 | 2008 | Bracketville | TX | 138 | AEP | 0 | N | N | N | N | N | 0 | N | N
56215 | E ON Climate Renewables N America LLC | 58000 | Anacacho Wind Farm, LLC | TX | Kinney | ANA | 12 | 2012 | 8 | 2008 | Elwood | IN | 138 | Indiana Michigan/AEP | 4800 | N | N | Y | Y | N | 0 | N | N
56267 | Bayonne Energy Center LLC | 56964 | Bayonne Energy Center | NJ | Hudson | GT4 | 6 | 2012 |  |  | New York | NY | 345 | ConEdison
56267 | Bayonne Energy Center LLC | 56964 | Bayonne Energy Center | NJ | Hudson | GT6 | 6 | 2012 |  |  | New York | NY | 345 | ConEdison
56267 | Bayonne Energy Center LLC | 56964 | Bayonne Energy Center | NJ | Hudson | GT2 | 6 | 2012 |  |  | New York | NY | 345 | ConEdison
56267 | Bayonne Energy Center LLC | 56964 | Bayonne Energy Center | NJ | Hudson | GT3 | 6 | 2012 |  |  | New York | NY | 345 | ConEdison
56267 | Bayonne Energy Center LLC | 56964 | Bayonne Energy Center | NJ | Hudson | GT7 | 6 | 2012 |  |  | New York | NY | 345 | ConEdison
56267 | Bayonne Energy Center LLC | 56964 | Bayonne Energy Center | NJ | Hudson | GT8 | 6 | 2012 |  |  | New York | NY | 345 | ConEdison
56267 | Bayonne Energy Center LLC | 56964 | Bayonne Energy Center | NJ | Hudson | GT1 | 6 | 2012 |  |  | New York | NY | 345 | ConEdison
56267 | Bayonne Energy Center LLC | 56964 | Bayonne Energy Center | NJ | Hudson | GT5 | 6 | 2012 |  |  | New York | NY | 345 | ConEdison
56272 | Duke Energy DEGS Notrees | 56961 | Notrees Windpower | TX | Ector | BATT
56304 | Air Products LLC | 55309 | Air Products Port Arthur | TX | Jefferson | GEN 5 | 12 | 2012 |  |  | Port Arthur | TX |  |  | 0 | N | N | N | N | N | 0 | N | N
56341 | Kaheawa Wind Power II LLC | 57082 | Kaheawa Wind Power II LLC | HI | Maui | 2 | 5 | 2012 | 8 | 2007 | Maalaea, Maui | HI | 69 | MECO |  | Y | N | Y | Y | Y |  | N | N
56341 | Kaheawa Wind Power II LLC | 57082 | Kaheawa Wind Power II LLC | HI | Maui | 1 | 5 | 2012 | 8 | 2007 | Maalaea, Maui | HI | 69 | MECO | 3810 | Y | N | Y | Y | Y |  | N | N
56342 | Blue Sky East LLC | 57083 | Bull Hill Wind Project | ME | Hancock | 1 | 10 | 2012 | 11 | 2009 | Eastbrook | ME | 115 | Bangor Hydro Electric | 4658 | N | N | N | Y | N | 704 | N | N
56356 | Erie Wind LLC | 57078 | Steel Winds II | NY | Erie | 1 | 12 | 2011 | 12 | 2006 | Lackawanna | NY | 115 | National Grid | 1195 | N | N | Y | Y | N | 615 | N | N
56476 | Ameresco | 57138 | Savannah River Site Biomass Cogen | SC | Aiken | 1 | 1 | 2012 | 10 | 2010 | Aiken | SC | 13.8 | DOE | 3500 | Y | N | Y | N | N | 0 |  | N
56482 | Gamesa Energy USA | 57976 | Pocahontas Prairie Wind Farm | IA | Pocahontas | 1 | 2 | 2012 | 4 | 2003 | Pocahontas | IL | 161 | MidAmerican | 730 | Y | N | N | Y | N | 0 | N | N
56523 | Colorado Highlands Wind LLC | 57174 | Colorado Highlands Wind | CO | Logan | CHW1 | 11 | 2012 | 1 | 2005 | Fleming | CO | 115 | WAPA | 5855 | N | N | Y | Y | N | 0 | N | N
56545 | Pattern Operators LP | 57192 | Spring Valley Wind Project | NV | WHITE PINE | WTG | 8 | 2012 | 2 | 2006 | Ely | NV | 230 | Sierra Pacific Power Co d/b/a NVE | 10540 | Y | N | Y | Y | Y | 50 | Y | N
56545 | Pattern Operators LP | 57514 | Ocotillo Express LLC | CA | Imperial | WTG | 12 | 2012 | 7 | 2009 | Ocotillo | CA | 500 | San Diego Gas & Electric | 50000 | Y | N | Y | Y | Y | 0 | Y | N
56615 | First Solar Energy LLC | 57373 | Agua Caliente Solar Project | AZ | Yuma | AGU1 | 5 | 2012 | 5 | 2012 | Dateland | AZ | 500 | APS
56615 | First Solar Energy LLC | 57373 | Agua Caliente Solar Project | AZ | Yuma | AGU2 | 5 | 2012 | 5 | 2012 | Dateland | AZ | 500 | APS
56615 | First Solar Energy LLC | 57442 | Silver State Solar Power North | NV | Clark | 56188
56615 | First Solar Energy LLC | 57657 | Avra Valley Solar | AZ | Pima | 1
56627 | DeWind Co. | 57516 | KODE Novus I | OK | Texas | NOVUS | 8 | 2012 | 6 | 2012 | Guymon | OK | 345 | SPS | 1700 | N | N | Y | N | Y |  |  | N
56627 | DeWind Co. | 57517 | DeWind Frisco | TX | Hansford | FRISC | 1 | 2012 | 12 | 2011 | Gruver | TX | 115 | SPS | 247 | N | N | Y | N | Y |  |  | N
56627 | DeWind Co. | 57889 | KODE Novus II | OK | Texas | NOVII | 12 | 2012 | 12 | 2012 | Guymon | OK | 345 | SPS | 850 | N | N | Y | N | Y | 0 |  | N
56645 | Aqua America Inc | 58535 | Pickering Solar | PA | Chester | 1
56696 | Alamosa Operating Services LLC | 57368 | Cogentrix of Alamosa | CO | Alamosa | 1 | 12 | 2011 | 3 | 2011 | Mosca | CO | 115 | Public Service Co of Colorado | 2621 | Y | Y | Y | Y | N | 0 | N | N
56748 | RP1 Fuel Cell LLC | 57419 | RPI Fuel Cell LLC | CA | San Bernardino | 0001 | 6 | 2012 | 1 | 2012 | Ontario | CA | 12 | Southern Californai Edison | 300 | N | Y | Y | Y | N |  |  | N
56749 | UTS SJ1 LLC | 57420 | UTS SJ1 LLC | CA | Santa Clara | 0001 | 4 | 2012 | 1 | 2012 | San Jose | CA | 12.5 | PG&E | 300 | N | Y | Y | Y | N |  |  | N
56753 | AgPower Jerome LLC | 57425 | Double A Digester | ID | JEROME | 2 | 11 | 2011 | 4 | 2011 | Jerome | ID | 12.5 | Idaho Power | 150 | Y | Y | Y | N | N |  |  | Y
56753 | AgPower Jerome LLC | 57425 | Double A Digester | ID | JEROME | 3 | 11 | 2011 | 4 | 2011 | Jerome | ID | 12.5 | Idaho Power | 150 | Y | Y | Y | N | N |  |  | Y
56762 | High Plains Ranch II, LLC | 57439 | California Valley Solar Ranch | CA | SAN LUIS OBISPO | HPR2A | 8 | 2012 |  |  | California Valley | CA | 140 | PG&E | 6333 | Y | Y | Y | Y | N |  |  | N
56762 | High Plains Ranch II, LLC | 57439 | California Valley Solar Ranch | CA | SAN LUIS OBISPO | HPR2B | 8 | 2012 |  |  | California Valley | CA | 140 | PG&E | 6333 | Y | Y | Y | Y | N |  |  | N
56762 | High Plains Ranch II, LLC | 57439 | California Valley Solar Ranch | CA | SAN LUIS OBISPO | HPR2D | 8 | 2012 |  |  | California Valley | CA | 140 | PG&E | 6333 | Y | Y | Y | Y | N |  |  | N
56764 | USG Nevada LLC | 57456 | San Emidio | NV | WASHOE | SE-U1 | 5 | 2012 | 12 | 2011 | Gerlach | NV | 60 | NV Energy | 500 | Y | Y | Y | Y | Y | 250 | N | Y
56769 | Consolidated Edison Development Inc. | 57256 | PA Solar Park | PA | Carbon | 1 | 10 | 2012 | 1 | 2011 | Nesquehoning | PA | 69 | PPL Electric Utilities | 1207 | Y | Y | Y | Y | N | 0 | N | N
56769 | Consolidated Edison Development Inc. | 57486 | Frenchtown I Solar | NJ | Hunterdon | F1NJ | 1 | 2012 | 1 | 2010 | Frenchtown | NJ | 35 | Jersey Central Power & Light Company | 183 | Y | Y | Y | Y | N | 0 | N | N
56769 | Consolidated Edison Development Inc. | 57838 | Dartmouth II Solar | MA | Bristol | D2MA | 6 | 2012 | 7 | 2011 | Dartmouth | MA | 13 | NSTAR Electric Company | 64 | Y | Y | Y | Y | N | 0 | N | N
56769 | Consolidated Edison Development Inc. | 57934 | Douglas Solar | MA | Worcester | DOMA | 12 | 2012 | 10 | 2011 | Douglas | MA | 14 | National Grid | 151 | Y | Y | Y | Y | Y | 0 | N | N
56769 | Consolidated Edison Development Inc. | 57989 | Groveland Solar | MA | Essex | GSMA | 12 | 2012 | 1 | 2012 | Groveland | MA | 14 | Groveland Electric Light Department | 0 | N | N | N | N | N | 0 | N | N
56769 | Consolidated Edison Development Inc. | 57990 | Shrewsbury Solar | MA | Worcester | SSMA | 10 | 2012 | 1 | 2012 | Shrewsbury | MA | 14 | Shrewsbury Electric and Cable Operations | 0 | N | N | N | N | N | 0 | N | N
56769 | Consolidated Edison Development Inc. | 58002 | Alpaugh North | CA | Tulare | SPS | 12 | 2012 | 9 | 2008 | Alpaugh | CA | 115 | Pacific Gas & Electric Company | 650 | Y | Y | Y | Y | N | 250 | Y | N
56769 | Consolidated Edison Development Inc. | 58003 | Alpaugh 50 | CA | Tulare | SPS50 | 12 | 2012 | 3 | 2008 | Alpaugh | CA | 115 | Pacific Gas & Electric Company | 1912 | Y | Y | Y | Y | N | 3439 | Y | N
56771 | Black Hills Service Company LLC | 56998 | Pueblo Airport Generating Station | CO | Pueblo | 5 | 10 | 2010 | 4 | 2009 | Pueblo | CO | 115 | Black Hills Colorado Electric | 30 | N | N | N | N | Y | 0 | N | N
56771 | Black Hills Service Company LLC | 56998 | Pueblo Airport Generating Station | CO | Pueblo | 6 | 12 | 2010 | 4 | 2009 | Pueblo | CO | 115 | Black Hills Colorado Electric | 30 | N | N | N | N | Y | 0 | N | N
56771 | Black Hills Service Company LLC | 56998 | Pueblo Airport Generating Station | CO | Pueblo | GT2 | 12 | 2010 | 4 | 2009 | Pueblo | CO | 115 | Black Hills Colorado Electric | 30 | N | N | N | N | Y | 0 | N | N
56771 | Black Hills Service Company LLC | 56998 | Pueblo Airport Generating Station | CO | Pueblo | 4 | 12 | 2010 | 4 | 2009 | Pueblo | CO | 115 | Black Hills Colorado Electric | 30 | N | N | N | N | Y | 0 | N | N
56771 | Black Hills Service Company LLC | 56998 | Pueblo Airport Generating Station | CO | Pueblo | 43 | 12 | 2010 | 4 | 2009 | Pueblo | CO | 115 | Black Hills Colorado Electric | 30 | N | N | N | N | Y | 0 | N | N
56771 | Black Hills Service Company LLC | 56998 | Pueblo Airport Generating Station | CO | Pueblo | 53 | 12 | 2010 | 4 | 2009 | Pueblo | CO | 115 | Black Hills Colorado Electric | 30 | N | N | N | N | Y | 0 | N | N
56771 | Black Hills Service Company LLC | 56998 | Pueblo Airport Generating Station | CO | Pueblo | 7 | 12 | 2010 | 4 | 2009 | Pueblo | CO | 115 | Black Hills Colorado Electric | 30 | N | N | N | N | Y | 0 | N | N
56771 | Black Hills Service Company LLC | 56998 | Pueblo Airport Generating Station | CO | Pueblo | GT1 | 12 | 2010 | 4 | 2009 | Pueblo | CO | 115 | Black Hills Colorado Electric | 30 | N | N | N | N | Y | 0 | N | N
56774 | S Montana Elec Gen and Trans Coop Inc | 57480 | Highwood Generating Station | MT | CASCADE | GTG1 |  |  |  |  | Great Falls | MT | 230 | NorthWestern Energy | 451 | N | N | Y | Y | Y | 5479 | Y | N
56778 | Bloom Energy 2009 PPA | 58128 | Kaiser Downey | CA | Los Angeles | KRSO1 | 6 | 2012 |  |  | Downey | CA | 0.49 | SCE | 15 | N | N | N | N | N | 0 | N | N
56778 | Bloom Energy 2009 PPA | 58128 | Kaiser Downey | CA | Los Angeles | KRSO2 | 6 | 2012 |  |  | Downey | CA | 0.49 | SCE | 15 | N | N | N | N | N | 0 | N | N
56778 | Bloom Energy 2009 PPA | 58128 | Kaiser Downey | CA | Los Angeles | KRSO3 | 6 | 2012 |  |  | Downey | CA | 0.49 | SCE | 15 | N | N | N | N | N | 0 | N | N
56778 | Bloom Energy 2009 PPA | 58128 | Kaiser Downey | CA | Los Angeles | KRSO4 | 6 | 2012 |  |  | Downey | CA | 0.49 | SCE | 15 | N | N | N | N | N | 0 | N | N
56778 | Bloom Energy 2009 PPA | 58128 | Kaiser Downey | CA | Los Angeles | KRSO5 | 6 | 2012 |  |  | Downey | CA | 0.49 | SCE | 15 | N | N | N | N | N | 0 | N | N
56778 | Bloom Energy 2009 PPA | 58132 | Kaiser Ontario | CA | San Bernardino | KSRO1 | 10 | 2012 |  |  | Ontario | CA | 0.48 | Southern California Edison Co | 15 | N | N | N | N | N | 0 | N | N
56778 | Bloom Energy 2009 PPA | 58132 | Kaiser Ontario | CA | San Bernardino | KSRO2 | 10 | 2012 |  |  | Ontario | CA | 0.48 | Southern California Edison Co | 15 | N | N | N | N | N | 0 | N | N
56778 | Bloom Energy 2009 PPA | 58132 | Kaiser Ontario | CA | San Bernardino | KSRO3 | 10 | 2012 |  |  | Ontario | CA | 0.48 | Southern California Edison Co | 15 | N | N | N | N | N | 0 | N | N
56778 | Bloom Energy 2009 PPA | 58132 | Kaiser Ontario | CA | San Bernardino | KSRO4 | 10 | 2012 |  |  | Ontario | CA | 0.48 | Southern California Edison Co | 15 | N | N | N | N | N | 0 | N | N
56778 | Bloom Energy 2009 PPA | 58132 | Kaiser Ontario | CA | San Bernardino | KSRO5 | 10 | 2012 |  |  | Ontario | CA | 0.48 | Southern California Edison Co | 15 | N | N | N | N | N | 0 | N | N
56791 | Hudson Ranch Power I LLC | 57475 | John L. Featherstone Plant | CA | Imperial | HRP1 | 8 | 2011 | 12 | 2005 | calipatria | CA | 230 | imperial irrigation district | 5100 | Y | Y | Y | Y | N |  | N | Y
56865 | Caithness Shepherds Flat LLC | 57526 | North Hurlburt Wind LLC | OR | Gilliam | NORTH | 8 | 2011 | 9 | 2003 | Arlington | OR | 230 | BPA | 14767 | N | N | N | Y | N |  |  | Y
56865 | Caithness Shepherds Flat LLC | 57549 | South Hurlburt Wind LLC | OR | Gilliam | SOUTH | 1 | 2012 | 9 | 2003 | Arlington | OR | 230 | BPA | 14767 | N | N | N | Y | N |  |  | Y
56865 | Caithness Shepherds Flat LLC | 57550 | Horseshoe Bend Wind LLC | OR | Gilliam | HORSE | 3 | 2012 | 9 | 2003 | Arlington | OR | 230 | BPA | 14767 | N | N | N | Y | N |  |  | Y
56868 | Kawailoa Wind LLC | 57529 | Kawailoa Wind | HI | Oahu | 1 | 9 | 2012 | 9 | 2008 | Haleiwa, Oahu | HI | 46 | HECO | 1640 | Y | N | Y | Y | Y | 0 | N | N
56869 | Palouse Wind LLC | 57530 | Palouse | WA | Whitman | 1 | 9 | 2012 | 3 | 2009 | Thornton | WA | 230 | Avista | 6856 | Y | Y | N | Y | N | 1436 | N | N
56905 | Algonquin Power Sanger LLC | 57564 | Algonquin Power Sanger LLC | CA | Fresno | STG2 | 5 | 2012 | 3 | 2011 | Sanger | CA | 115 | Pacific Gas & Electric | 1200 | N | N | Y | N | N | 500 | N | N
56909 | Record Hill Wind LLC | 57568 | Record Hill Wind | ME | OXFORD | RHW | 1 | 2012 | 1 | 2007 | Roxbury | ME | 115 | Central Maine Power | 13995 | Y | Y | Y | Y | N | 0 | N | N
56925 | FPLE Wind, LLC | 58203 | Minco Wind III, LLC | OK | Grady | 1 | 12 | 2012 | 11 | 2012 | Minco | OK | 345 | Oklahoma Gas & Electric | 1100 | Y | Y | Y | Y | N | 3654 | N | N
56967 | Ironwood Windpower LLC | 57639 | Ironwood Wind | KS | Ford | 1
56977 | Zotos International | 57648 | Zotos International WPGF | NY | Ontario | WT1 | 1 | 2012 | 7 | 2010 | Geneva | NY | 12.45 | NYSEG | 200 | Y | Y | Y | N | N | 1200 | N | N
56977 | Zotos International | 57648 | Zotos International WPGF | NY | Ontario | WT2 | 1 | 2012 | 7 | 2010 | Geneva | NY | 12.45 | NYSEG | 200 | Y | Y | Y | N | N | 1200 | N | N
56981 | Town of Falmouth | 57654 | Town of Falmouth WWTP | MA | Barnstable | WIND2 | 2 | 2012 | 2 | 2012 | Falmouth | MA | 23 | NSTAR | 10 | N | Y | Y | Y | N | 0 | N | N
56988 | Cimarron Windpower II, LLC | 57663 | Cimarron Windpower II | KS | Gray | 1 | 5 | 2012 |  |  | Cimarron | KS | 345 | Sunflower Electric
56990 | NJR Clean Energy Ventures Corporation | 58030 | Reeves Station Rd East | NJ | Burlington | REEVE | 10 | 2012 | 11 | 2010 | Medford | NJ | 13.2 | JCP&L | 181 | Y | Y | Y | Y | N | 0 |  | N
56990 | NJR Clean Energy Ventures Corporation | 58123 | Wakefern Food Corp | NJ | Middlesex | 1 | 12 | 2012 | 4 | 2012 | Keasby | NJ | 13.2 | PSEG | 27 | N | Y | Y | N | N | 0 |  | N
57002 | Post Rock Wind Power Project, LLC | 57678 | Post Rock Wind Power Project, LLC | KS | Ellsworth | 1 | 9 | 2012 | 9 | 2012 | Rice County | KS | 230 | Midwest Energy | 25000 | Y | Y | Y | Y | Y | 440 | Y | Y
57017 | DOE National Renewable Energy Laboratory | 57694 | DOE Golden NREL Main Campus | CO | Jefferson | RSF2 | 12 | 2011 |  |  | Golden | CO | 13.2 | Xcel Energy | 0 | N | N | N | N | N |  |  | N
57022 | Solar Power Inc. | 57722 | North Palm Springs 4A | CA | Riverside | 1 | 10 | 2012 | 3 | 2011 | Riverside | CA | 34.5 | SCE | 400 | N | N | Y | Y | Y | 0 | N | Y
57022 | Solar Power Inc. | 57743 | North Palm Springs 1A | CA | Riverside | 1 | 3 | 2012 | 3 | 2011 | North Palm Springs | CA | 12.46 | SCE | 50 | N | N | N | N | Y | 0 | N | Y
57026 | NextEra Energy Montezuma Wind II, LLC | 57701 | Montezuma Wind II | CA | Solano | 1 | 1 | 2012 | 1 | 2012 | Birds Landing | CA | 230 | Montezuma II Wind LLC | 12626 | N | N | N | Y | N |  |  | N
57030 | Mesquite Solar 1, LLC | 57707 | Mesquite Solar 1 | AZ | Maricopa | 2 | 1 | 2012 | 5 | 2007 | Arlington | AZ | 500 | ANPP | 25 | Y | Y | Y | Y | N | 8000 | N | Y
57030 | Mesquite Solar 1, LLC | 57707 | Mesquite Solar 1 | AZ | Maricopa | 10 | 11 | 2012 | 5 | 2007 | Arlington | AZ | 500 | ANPP | 25 | Y | Y | Y | Y | N | 8000 | N | Y
57030 | Mesquite Solar 1, LLC | 57707 | Mesquite Solar 1 | AZ | Maricopa | 11 | 10 | 2012 | 5 | 2007 | Arlington | AZ | 500 | ANPP | 25 | Y | Y | Y | Y | N | 8000 | N | Y
57030 | Mesquite Solar 1, LLC | 57707 | Mesquite Solar 1 | AZ | Maricopa | 12 | 10 | 2012 | 5 | 2007 | Arlington | AZ | 500 | ANPP | 25 | Y | Y | Y | Y | N | 8000 | N | Y
57030 | Mesquite Solar 1, LLC | 57707 | Mesquite Solar 1 | AZ | Maricopa | 6 | 5 | 2012 | 5 | 2007 | Arlington | AZ | 500 | ANPP | 25 | Y | Y | Y | Y | N | 8000 | N | Y
57030 | Mesquite Solar 1, LLC | 57707 | Mesquite Solar 1 | AZ | Maricopa | 7 | 6 | 2012 | 5 | 2007 | Arlington | AZ | 500 | ANPP | 25 | Y | Y | Y | Y | N | 8000 | N | Y
57030 | Mesquite Solar 1, LLC | 57707 | Mesquite Solar 1 | AZ | Maricopa | 8 | 8 | 2012 | 5 | 2007 | Arlington | AZ | 500 | ANPP | 25 | Y | Y | Y | Y | N | 8000 | N | Y
57030 | Mesquite Solar 1, LLC | 57707 | Mesquite Solar 1 | AZ | Maricopa | 9 | 9 | 2012 | 5 | 2007 | Arlington | AZ | 500 | ANPP | 25 | Y | Y | Y | Y | N | 8000 | N | Y
57030 | Mesquite Solar 1, LLC | 57707 | Mesquite Solar 1 | AZ | Maricopa | 4 | 1 | 2012 | 5 | 2007 | Arlington | AZ | 500 | ANPP | 25 | Y | Y | Y | Y | N | 8000 | N | Y
57030 | Mesquite Solar 1, LLC | 57707 | Mesquite Solar 1 | AZ | Maricopa | 5 | 4 | 2012 | 5 | 2007 | Arlington | AZ | 500 | ANPP | 25 | Y | Y | Y | Y | N | 8000 | N | Y
57042 | Gordon Butte Wind LLC | 57748 | Gordon Butte Wind LLC | MT | Meagher | GBW |  |  |  |  | Martinsdale | MT | 100 | Northwestern Energy | 200 | Y | Y | Y | Y | N |  |  | N
57047 | BioFuels Point Loma LLC | 57770 | South Bay Fuel Cell Plant | CA | San Diego | SBFC | 9 | 2011 | 9 | 2011 | San Diego | CA | 12.5 | San Diego Gas & Electric Co | 135 | N | Y | N | N | N | 0 | N | N
57053 | Laurel Wind Energy LLC | 57744 | Laurel Hill Wind | PA | Lycoming | 1
57063 | Los Vientos Wind 1A, LLC | 57751 | Los Vientos Wind 1A | TX | Cameron | 1
57064 | Los Vientos Wind 1B, LLC | 57752 | Los Vientos Wind 1B | TX | Cameron | 1
57065 | Constellation Solar Horizons LLC | 57758 | Mount Saint Mary's | MD | Frederick | PV1 |  |  |  |  | Emmitsburg | MD | 0.48 | First Energy | 1600 | N | N | Y | Y | N | 390 | N | N
57073 | Solar Star California XV, LLC | 57764 | Naval Air Weapons Station China Lake | CA | Kern | 1 | 9 | 2012 | 6 | 2012 | China Lake | CA | 34.5 | Southern California Edison | 300 | N | N | Y | N | N | 0 | N | N
57075 | Ridgeline Energy LLC | 58106 | Meadow Creek Project Company | ID | Bonneville | MCPC | 12 | 2012 |  |  | Idaho Falls | ID | 161 | PacifiCorp | 504 | Y | Y | Y | Y | N | 0 |  | Y
57081 | Washington Gas Energy Services, Inc. | 58239 | Kent County-Kennedyville | MD | Kent | PVKV | 8 | 2012 | 7 | 2012 | Kennedyville | MD | 24.94 | Delmarva Power | 56 | Y | Y | Y | N | N |  |  | N
57081 | Washington Gas Energy Services, Inc. | 58240 | Kit Carson | NM | Taos | PV_KC | 6 | 2012 | 5 | 2012 | Amalia | NM | 24.9 | Kit Carson Electrical Coop | 81 | Y | Y | Y | N | N | 0 |  | N
57081 | Washington Gas Energy Services, Inc. | 58241 | Rock Hall | MD | Kent | RCKHL | 12 | 2012 | 10 | 2012 | Rock Hall | MD | 25 | Delmarva Power | 223 | Y | Y | Y | N | N | 0 |  | N
57081 | Washington Gas Energy Services, Inc. | 58243 | Kent County - Worton Complex | MD | Kent | WRTN | 7 | 2011 | 2 | 2011 | Worton | MD | 12.47 | Delmarva Power | 58 | Y | Y | Y | N | N | 0 |  | N
57082 | Windstar Energy LLC | 57774 | Windstar 1 | CA | Kern | WGNS | 1 | 2012 |  |  | Tehachapi | CA | 230 | FPL Operating Services, Inc. | 12239 | N | Y | Y | Y | N | 0 | N | Y
57087 | RE Dillard LLC | 57777 | RE Dillard 1 | CA | Sacramento | DL1 | 12 | 2011 | 11 | 2010 | Elk Grove | CA | 69 | SMUD | 51 | N | N | Y | N | Y |  |  | N
57087 | RE Dillard LLC | 57779 | RE Dillard 2 | CA | Sacramento | DIL2 | 12 | 2011 | 11 | 2010 | Elk Grove | CA | 69 | SMUD | 51 | N | N | Y | N | Y |  |  | N
57087 | RE Dillard LLC | 57781 | RE Dillard 3 | CA | Sacramento | DIL3 | 12 | 2011 | 11 | 2010 | Elk Grove | CA | 69 | SMUD | 51 | N | N | Y | N | Y |  |  | N
57087 | RE Dillard LLC | 57806 | RE Dillard 4 | CA | Sacremento | DIL4 | 12 | 2011 | 10 | 2010 | Elk Grove | CA | 69 | SMUD | 51 | N | N | Y | N | Y |  |  | N
57090 | RE Kammerer LLC | 57778 | RE Kammerer 1 | CA | Sacramento | KAM1 | 12 | 2011 | 6 | 2010 | Elk Grove | CA | 69 | SMUD | 119 | Y | N | Y | N | Y |  |  | N
57090 | RE Kammerer LLC | 57780 | RE Kammerer 2 | CA | Sacramento | KAM2 | 12 | 2011 | 6 | 2010 | Elk Grove | CA | 69 | SMUD | 119 | Y | N | Y | N | Y |  |  | N
57090 | RE Kammerer LLC | 57782 | RE Kammerer 3 | CA | Sacramento | KAM3 | 12 | 2011 | 6 | 2010 | Elk Grove | CA | 69 | SMUD | 119 | Y | N | Y | N | Y |  |  | N
57093 | RE Bruceville LLC | 57783 | RE Bruceville 1 | CA | Sacramento | BRU1 | 12 | 2011 | 6 | 2010 | Elk Grove | CA | 69 | SMUD | 61 | N | N | Y | N | Y |  |  | N
57093 | RE Bruceville LLC | 57784 | RE Bruceville 2 | CA | Sacramento | BRU2 | 12 | 2011 | 6 | 2010 | Elk Grove | CA | 69 | SMUD | 61 | N | N | Y | N | Y |  |  | N
57093 | RE Bruceville LLC | 57785 | RE Bruceville 3 | CA | Sacramento | BRU3 | 12 | 2011 | 6 | 2010 | Elk Grove | CA | 69 | SMUD | 61 | N | N | Y | N | Y |  |  | Y
57104 | Golden Springs Development Company LLC | 57796 | Golden Springs Building C-1 | CA | Los Angeles | 1 | 2 | 2012 |  |  | Santa Fe Springs | CA | 12 | SCE | 234 | N | Y | N | N | N | 0 | N | N
57104 | Golden Springs Development Company LLC | 57797 | Golden Springs Building D | CA | Los Angeles | 1 | 2 | 2012 |  |  | Santa Fe Springs | CA | 12 | SCE | 254 | N | Y | N | N | N | 0 | N | N
57114 | RE McKenzie LLC | 57816 | RE McKenzie 1 | CA | Sacramento | MCK1 | 11 | 2012 | 6 | 2010 | Galt | CA | 69 | SMUD | 197 | Y | N | Y | N | Y |  |  | N
57114 | RE McKenzie LLC | 57817 | RE McKenzie 2 | CA | Sacramento | MCK2 | 11 | 2012 | 6 | 2010 | Galt | CA | 69 | SMUD | 197 | Y | N | Y | N | Y |  |  | N
57114 | RE McKenzie LLC | 57818 | RE McKenzie 3 | CA | Sacramento | MCK3 | 11 | 2012 | 6 | 2010 | Galt | CA | 69 | SMUD | 197 | Y | N | Y | N | Y |  |  | N
57114 | RE McKenzie LLC | 57819 | RE McKenzie 4 | CA | Sacramento | MCK4 | 11 | 2012 | 6 | 2010 | Galt | CA | 69 | SMUD | 197 | Y | N | Y | N | Y |  |  | N
57114 | RE McKenzie LLC | 57820 | RE McKenzie 5 | CA | Sacramento | MCK5 | 11 | 2012 | 6 | 2010 | Galt | CA | 69 | SMUD | 197 | Y | N | Y | N | Y |  |  | N
57114 | RE McKenzie LLC | 57821 | RE McKenzie 6 | CA | Sacramento | MCK6 | 11 | 2012 | 6 | 2010 | Galt | CA | 69 | SMUD | 197 | Y | N | Y | N | Y |  |  | N
57128 | Bloom Energy | 58296 | Roll Delano 2 | CA | Kern | ROL6 | 9 | 2012 | 8 | 2012 | Delano | CA | 0.48 | Pacific Gas & Electric Co | 1 | N | N | N | N | N | 0 |  | N
57128 | Bloom Energy | 58297 | Roll Delano | CA | Kern | ROL4 | 9 | 2012 | 6 | 2012 | Delano | CA | 0.48 | Pacific Gas & Electric Co | 0 | N | N | N | N | N | 0 |  | N
57128 | Bloom Energy | 58298 | Roll Lost Hills | CA | Kern | ROL3 | 12 | 2012 | 4 | 2012 | Lost Hills | CA | 69 | Pacific Gas & Electric Co | 0 | N | N | N | N | N | 0 |  | N
57128 | Bloom Energy | 58299 | Xilinx San Jose | CA | Santa Clara | XLX | 2 | 2012 | 12 | 2011 | San Jose | CA | 0.48 | Pacific Gas & Electric Co | 0 | N | N | N | N | N | 0 |  | N
57128 | Bloom Energy | 58300 | Honda Torrance | CA | Los Angeles | HON | 12 | 2012 | 6 | 2012 | Torrance | CA | 16 | Southern California Edison Co | 1 | N | N | N | N | N | 0 |  | N
57128 | Bloom Energy | 58301 | Juniper Networks Sunnyvale | CA | Santa Clara | JPR | 12 | 2012 | 7 | 2012 | Sunnyvale | CA | 12 | Pacific Gas & Electric Co | 1 | N | N | N | N | N | 0 |  | N
57128 | Bloom Energy | 58302 | Life Technologies Carlsbad | CA | San Diego | LFT | 8 | 2012 | 4 | 2012 | Carlsbad | CA | 0.48 | San Diego Gas & Electric Co | 0 | N | N | N | N | N | 0 |  | N
57128 | Bloom Energy | 58303 | Taylor Farms Salinas | CA | Monterey | TLR | 9 | 2012 | 7 | 2012 | Salinas | CA | 12 | Pacific Gas & Electric Co | 0 | N | N | N | N | N | 0 |  | N
57142 | Gundersen Lutheran Biogas I LLC | 57824 | Onalaska Campus Landfill Biogas | WI | La Crosse | 416LF |  |  |  |  | Onalaska | WI | 13.8 | Xcel Energy | 48 | Y | N | Y | N | N |  |  | Y
57149 | Rippey Wind Energy LLC | 57830 | Rippey Wind Farm | IA | Greene | NORD | 8 | 2012 | 8 | 2008 | Grand Junction | IA | 161 | ITC Midwest LLC | 5020 | Y | Y | Y | Y | N |  |  | N
57150 | Bethel Wind Energy LLC | 57832 | Hawkeye Wind Farm | IA | Bremer | NORD | 10 | 2012 | 4 | 2008 | Sumner | IA | 69 | ITC Midwest LLC | 2703 | Y | Y | Y | Y | Y |  | N | N
57154 | Heliocentric LLC | 57831 | Heliocentric | CA | Los Angeles | 1 | 3 | 2012 | 10 | 2011 | Palmdale | CA | 0.48 | Southern California Edison | 220 | Y | Y | Y | N | N | 0 | N | N
57159 | L-8 Solar Project LLC | 57836 | L-8 Solar Project | CA | Los Angeles | TSM | 3 | 2012 | 10 | 2011 | Palmdale | CA | 0.48 | Southern California Edison | 220 | Y | Y | Y | N | N | 0 | N | N
57171 | Franklin County Wind LLC | 57844 | Franklin County Wind Farm | IA | Franklin | 1 | 11 | 2012 | 12 | 2011 | Iowa Falls | IA | 161 | ITCM | 1549 | N | N | Y | Y | N | 1989 | N | N
57177 | SEAI Elk Grove LLC | 57849 | Green Acres Solar Facility 1 | CA | Sacramento | GASF1 | 9 | 2012 | 9 | 2012 | Sacramento | CA | 69 | Sacramento Muni. Util. Dist. (SMUD) | 107 | Y | N | Y | N | N |  | N | N
57177 | SEAI Elk Grove LLC | 57850 | Green Acres Solar Facility 2 | CA | Sacramento | GASF2 | 9 | 2012 | 9 | 2012 | Sacramento | CA | 69 | Sacramento Muni. Util. Dist.(SMUD) | 107 | Y | N | Y | N | N |  | N | N
57183 | Kiara Solar Inc | 57857 | Kiara Anderson Plant | CA | Shasta | 1 | 6 | 2012 | 3 | 2010 | Anderson | CA | 12 | PG&E | 744 | Y | N | Y | Y | Y | 291 | Y | N
57194 | City of Industry | 57860 | Industry MetroLink PV 1 | CA | Los Angeles | 1 | 3 | 2012 | 2 | 2010 | City of Industry | CA | 12.47 | SCE | 419 | N | N | Y | N | N | 50 | N | N
57204 | Howard Wind LLC | 57867 | Howard Wind Farm | NY | Steuben | 2 | 12 | 2012 | 3 | 2005 | Town of Howard | NY | 115 | New York State Electric and Gas Corp | 2421 | N | Y | N | N | Y |  | N | Y
57211 | Solano 3 Wind LLC | 58092 | Solano Wind Plant III | CA | Solano | 3 | 1 | 2012 | 11 | 2006 | Birds Landing | CA | 230 | Pacific Gas & Electric Co | 12565 | Y | Y | Y | Y | N | 364 | N | Y
57214 | LCEC Generation LLC | 57872 | LCEC Generation LLVC | NM | Lea | UNIT1 | 2 | 2012 | 4 | 2011 | Lovington | NM | 115 | Lea County Electric Cooperative | 360 | Y | Y | Y | Y | N | 0 | N | N
57214 | LCEC Generation LLC | 57872 | LCEC Generation LLVC | NM | Lea | UNIT2 | 2 | 2012 | 4 | 2011 | Lovington | NM | 115 | Lea County Electric Cooperative | 360 | Y | Y | Y | Y | N | 0 | N | N
57214 | LCEC Generation LLC | 57872 | LCEC Generation LLVC | NM | Lea | UNIT3 | 2 | 2012 | 4 | 2011 | Lovington | NM | 115 | Lea County Electric Cooperative | 360 | Y | Y | Y | Y | N | 0 | N | N
57214 | LCEC Generation LLC | 57872 | LCEC Generation LLVC | NM | Lea | UNIT4 | 2 | 2012 | 4 | 2011 | Lovington | NM | 115 | Lea County Electric Cooperative | 360 | Y | Y | Y | Y | N | 0 | N | N
57214 | LCEC Generation LLC | 57872 | LCEC Generation LLVC | NM | Lea | UNIT5 | 2 | 2012 | 4 | 2011 | Lovington | NM | 115 | Lea County Electric Cooperative | 360 | Y | Y | Y | Y | N | 0 | N | N
57219 | Siete Solar LLC | 57883 | Queen Creek Solar Farm | AZ | Maricopa | GEN1 | 9 | 2012 | 11 | 2010 | Queen Creek | AZ | 69 | Salt River Project | 1250 | N | Y | Y | Y | N | 0 | N | N
57229 | MM Albany Energy LLC | 55155 | MM Albany Energy | NY | Albany | UNT4 | 5 | 2012 | 5 | 2012 | Albany | NY | 34.5 | National Grid | 170 | Y | Y | Y | Y | Y | 0 | N | Y
57229 | MM Albany Energy LLC | 55155 | MM Albany Energy | NY | Albany | UNT5 | 5 | 2012 | 5 | 2012 | Albany | NY | 34.5 | National Grid | 170 | Y | Y | Y | Y | Y | 0 | N | Y
57256 | Harvest II Windfarm LLC | 57888 | Harvest II Windfarm | MI | Huron | 1 | 9 | 2012 | 10 | 2007 | Elkton | MI | 120 | ITC Transmission | 3665 | N | Y | Y | Y | N | 7896 | Y | N
57257 | Wildcat Wind LLC | 57887 | Wildcat Wind | NM | Lea | 1 | 6 | 2012 | 6 | 2009 | Lovington | NM | 115 | Lea County Electric Corp, Inc | 4592 | N | Y | Y | Y | N | 0 |  | N
57258 | Concord Energy LLC | 57896 | Concord Energy | NC | Cabarrus | UNT1 | 2 | 2012 | 7 | 2010 | Concord | NC | 12.35 | Duke Energy Carolina's LLC | 50 | Y | N | Y | N | N | 50 | N | N
57258 | Concord Energy LLC | 57896 | Concord Energy | NC | Cabarrus | UNT2 |  |  |  |  | Concord | NC | 12.35 | Duke Energy Carolina's LLC | 50 | Y | N | Y | N | N | 50 | N | N
57259 | Richmond Energy LLC | 57897 | Richmond Energy | VA | Henrico | UNT1 | 1 | 2012 | 12 | 2011 | Henrico | VA | 34.5 | Dominion | 158 | Y | Y | Y | Y | Y | 0 | N | Y
57259 | Richmond Energy LLC | 57897 | Richmond Energy | VA | Henrico | UNT3 | 1 | 2012 | 12 | 2011 | Henrico | VA | 34.5 | Dominion | 158 | Y | Y | Y | Y | Y | 0 | N | Y
57259 | Richmond Energy LLC | 57897 | Richmond Energy | VA | Henrico | UNT4 | 1 | 2012 | 12 | 2011 | Henrico | VA | 34.5 | Dominion | 158 | Y | Y | Y | Y | Y | 0 | N | Y
57259 | Richmond Energy LLC | 57897 | Richmond Energy | VA | Henrico | UNT2 | 1 | 2012 | 12 | 2011 | Henrico | VA | 34.5 | Dominion | 158 | Y | Y | Y | Y | Y | 0 | N | Y
57272 | Kootenai Electric Cooperative Inc | 57902 | Fighting Creek LFGTE Plant | ID | Kootenai | G-162 | 3 | 2012 | 10 | 2011 | Coeur d'Alene | ID | 24.9 | Kootenai Electric Cooperative Inc | 130 | Y | Y | N | N | N |  |  | N
57272 | Kootenai Electric Cooperative Inc | 57902 | Fighting Creek LFGTE Plant | ID | Kootenai | G-123 | 3 | 2012 | 10 | 2011 | Coeur d'Alene | ID | 24.9 | Kootenai Electric Cooperative, Inc | 130 | Y | Y | N | N | N |  |  | N
57273 | SS San Antonio West LLC | 57904 | San Antonio West Solar Rooftop | CA | Riverside | CHNO | 7 | 2012 | 11 | 2010 | Chino | CA | 480 | Southern California Edison | 255 | Y | Y | Y | Y | Y | 385 | Y | N
57312 | ACE - Sacramento Solar LLC | 57933 | Campbell Soup Solar Facility | CA | Sacramento | CSSF | 7 | 2012 | 6 | 2012 | Sacramento | CA | 21 | SMUD | 257 | Y | N | Y | N | Y | 0 | N | N
57318 | Constellation Solar Net Metering LLC | 57941 | Town of Uxbridge MA at Commerce Dr | MA | Worcester | PV1 |  |  |  |  | Uxbridge | MA | 13.8 | National Grid | 210 | N | N | Y | N | N |  |  | N
57319 | Constellation Solar Massachusetts LLC | 57942 | Town of Norfolk MA at Medway Branch | MA | Norfolk | PV1 |  |  |  |  | Norfolk | MA | 13.8 | NStar Electric | 95 | N | N | Y | N | N |  |  | N
57325 | Eagle Rock Field Services LLP | 57952 | Woodall Gas Plant | TX | Hemphill | GEN1
57325 | Eagle Rock Field Services LLP | 57952 | Woodall Gas Plant | TX | Hemphill | GEN2
57325 | Eagle Rock Field Services LLP | 57952 | Woodall Gas Plant | TX | Hemphill | GEN3
57333 | Musselshell Wind Project LLC | 57963 | Musselshell Wind Project | MT | Wheatland | MWP1 | 12 | 2012 | 12 | 2011 | Shawmut | MT | 100 | Northwestern Energy | 218 | N | Y | Y | Y | Y | 390 | N | N
57335 | GSG 6 LLC | 57964 | Shady Oaks Wind Farm | IL | Lee | 1
57336 | Brookfield Renewable Energy Group | 57835 | Alta Wind VIII | CA | Kern | AW08 | 1 | 2012 | 2 | 2006 | Mojave | CA | 230 | SCE | 12838 | Y | Y | Y | Y | N | 0 | N | N
57336 | Brookfield Renewable Energy Group | 57962 | Brookfield Tehachapi 1 | CA | Kern | BT1 | 3 | 2012 | 2 | 2006 | Mojave | CA | 60 | SCE | 36900 | Y | Y | Y | Y | N | 15300 | Y | N
57337 | Aegis Renewables LLC | 57427 | Ryegrass Windfarm | ID | Elmore | 1 | 12 | 2012 | 3 | 2011 | Glenns Ferry | ID | 230 | Idaho Power Company | 2711 | Y | Y | Y | Y | N | 0 | Y | Y
57337 | Aegis Renewables LLC | 57428 | Hammett Hill Windfarm | ID | Elmore | 1 | 12 | 2012 | 3 | 2011 | Glenns Ferry | ID | 230 | Idaho Power Company | 2711 | Y | Y | Y | Y | N |  |  | Y
57337 | Aegis Renewables LLC | 57429 | Mainline Windfarm | ID | ELMORE | 1 | 12 | 2012 | 3 | 2011 | Glenns Ferry | ID | 230 | Idaho Power Company | 2711 | Y | Y | Y | Y | N |  |  | Y
57337 | Aegis Renewables LLC | 57430 | Desert Meadow Windfarm | ID | Elmore | 1 | 12 | 2012 | 3 | 2011 | Glenns Ferry | ID | 230 | Idaho Power Company | 2711 | Y | Y | Y | Y | N |  |  | Y
57337 | Aegis Renewables LLC | 57431 | Cold Springs Windfarm | ID | Elmore | 1 | 12 | 2012 | 3 | 2011 | Glenns Ferry | ID | 230 | Idaho Power Company | 2711 | Y | Y | Y | Y | N |  |  | Y
57337 | Aegis Renewables LLC | 57444 | Two Ponds Windfarm | ID | Elmore | 1 | 12 | 2012 | 3 | 2011 | Glenns Ferry | ID | 230 | Idaho Power Company | 2711 | Y | Y | Y | Y | N |  |  | Y
57338 | Musselshell Wind Project Two LLC | 57965 | Musselshell Wind Project Two LLC | MT | Wheatland | MWP2 | 12 | 2012 | 12 | 2011 | Shawmut | MT | 100 | NorthWestern Energy | 50 | N | N | Y | Y | Y | 3 | N | N
57340 | Cashton Greens Wind Farm LLC | 57968 | Cashton Greens Wind Farm | WI | Monroe | CGWF |  |  |  |  | Cashton | WI | 4.16 | Cashton Municipal Electric&Water Utility | 307 | N | N | Y | N | Y | 12 | N | N
57354 | Gestamp Asetym Solar North America | 58073 | SEPV 1 | CA | Los Angeles | SEPV | 5 | 2012 | 11 | 2009 | Palmdale | CA | 12 | Southern California Edison Co | 231 | Y | N | Y | N | Y |  |  | N
57354 | Gestamp Asetym Solar North America | 58074 | SEPV 2 | CA | San Bernardino | SEPV | 6 | 2012 | 1 | 2010 | Twentynine | CA | 25 | Southern California Edison Co |  | Y | N | Y | N | Y |  |  | N
57354 | Gestamp Asetym Solar North America | 58118 | La Joya Del Sol | CA | Fresno | JDS1 | 12 | 2012 | 12 | 2012 | Paso Robles | CA | 0.48 | PG&E | 179 | Y | N | Y | N | N | 0 | N | N
57354 | Gestamp Asetym Solar North America | 58144 | SVEP Solar Project Company | VT | Bennington | SVEP1 | 12 | 2012 | 12 | 2012 | Pownal | VT | 12.47 | Green Mountain Corp | 476 | Y | N | Y | N | N | 0 | N | N
57354 | Gestamp Asetym Solar North America | 58145 | Williamstown Solar | VT | Orange | WTS_1 | 12 | 2012 | 12 | 2012 | Williamstown | VT | 0.48 | PG&E | 255 | Y | N | Y | N | N | 0 | N | N
57360 | SunE EPE1 LLC | 57986 | SunE EPE1 LLC | NM | Dona Ana | 1 | 5 | 2012 | 1 | 2012 | Chaparral | NM | 13 | El Paso Electric | 340 | Y | N | Y | N | Y | 0 |  | N
57361 | SunE EPE2 LLC | 57985 | SunE EPE2 LLC | NM | Dona Ana | 1 | 3 | 2012 | 7 | 2010 | Las Cruces | NM | 24 | El Paso Electric | 230 | Y | N | Y | N | Y | 0 |  | N
57362 | Energy 2001 Inc | 57988 | Lincoln Landfill | CA | Placer | GEN4 | 11 | 2012 | 12 | 2011 | Lincoln | CA | 12 | PGE | 0 | N | N | Y | N | Y | 0 | N | N
57362 | Energy 2001 Inc | 57988 | Lincoln Landfill | CA | Placer | GEN 5 | 11 | 2012 | 12 | 2011 | Lincoln | CA | 12 | PGE | 0 | N | N | Y | N | Y | 0 | N | N
57362 | Energy 2001 Inc | 57988 | Lincoln Landfill | CA | Placer | GEN 6 | 11 | 2012 | 12 | 2011 | Lincoln | CA | 12 | PGE | 0 | N | N | Y | N | Y | 0 | N | N
57363 | Canadian Hills Wind LLC | 57987 | Canadian Hills Wind | OK | Canadian | 1 | 10 | 2012 | 3 | 2011 | El Reno | OK | 345 | Oklahoma Gas & Electric | 1100 | N | N | N | Y | Y | 6947 | Y | N
57364 | Highland North LLC | 57991 | Highland North Wind Farm | PA | Cambria | 1 | 12 | 2011 | 10 | 2006 | Salix | PA | 115 | First Energy / Pennsylvania Electric Co. | 26968 | Y | Y | Y | Y | Y | 355 | N | Y
57365 | Consolidated Edison Solutions Inc | 57992 | Boston Scientific Solar | MA | Norfolk | BSMA | 12 | 2012 | 7 | 2011 | Quincy | MA | 14 | National Grid | 66 | Y | Y | Y | Y | N | 0 | N | N
57365 | Consolidated Edison Solutions Inc | 58032 | Padelford Solar | MA | Bristol | PSMA | 12 | 2012 | 2 | 2012 | Berkley | MA | 13 | Taunton Municipal Lighting Plant | 117 | Y | Y | Y | Y | N | 0 | N | N
57369 | Apple, Inc | 58264 | Apple Data Center - Fuel Cell 1&2 | NC | Catawba | FC1 | 9 | 2012 | 3 | 2012 | Maiden | NC | 12.47 | Duke Energy Carolinas | 95 | Y | Y | Y | N | N | 0 | N | Y
57370 | NaturEner Rim Rock Energy LLC | 57995 | NaturEner Rim Rock Energy | MT | Toole | RR | 12 | 2012 | 11 | 2012 | Ethridge | MT | 230 | Northwestern | 5000 | N | Y | N | N | N | 0 | N | N
57372 | Auwahi Wind Energy LLC | 57996 | Auwahi Wind Energy | HI | Maui | AWEB | 12 | 2012 | 12 | 2012 | Kula | HI | 69 | Maui Electric Company Ltd. | 6340 | Y | Y | Y | Y | N |  |  | N
57372 | Auwahi Wind Energy LLC | 57996 | Auwahi Wind Energy | HI | Maui | AWET | 12 | 2012 | 12 | 2012 | Kula | HI | 69 | Maui Electric Company | 6340 | Y | Y | Y | Y | N |  |  | N
57373 | Big Savage LLC | 57998 | Twin Ridges Wind Farm | PA | Somerset | 1 | 9 | 2012 | 7 | 2008 | Frostburg | MD | 138 | First Energy / Potomac Edison | 65570 | Y | Y | Y | Y | Y | 99 | N | Y
57374 | Patton Wind Farm, LLC | 57999 | Patton Wind Farm | PA | Cambria | 1 | 10 | 2012 | 8 | 2009 | East Carroll Township | PA | 46 | First Energy / Pennsylvania Electric Co. | 19156 | Y | Y | Y | Y | Y | 726 | N | Y
57378 | Granite Reliable Power | 58004 | Granite Reliable Power | NH | Coos | 1 | 2 | 2012 | 8 | 2006 | DUMMER | NH | 115 | PSNH | 19500 | Y | Y | Y | Y | N | 3100 | N | N
57383 | Wasatch View Solar LLC | 58006 | Salt Palace Solar Gen Plant | UT | Salt Lake | 1 | 5 | 2012 | 4 | 2011 | Salt Lake City | UT | 480 | Rocky Mountain Power | 15 | N | N | Y | N | N |  |  | N
57383 | Wasatch View Solar LLC | 58006 | Salt Palace Solar Gen Plant | UT | Salt Lake | 2 | 5 | 2012 | 4 | 2011 | Salt Lake City | UT | 480 | Rocky Mountain Power | 15 | N | N | Y | N | N |  |  | N
57384 | Brea Power II | 58007 | Brea Expansion Plant | CA | Orange | G1 | 6 | 2012 | 10 | 2006 | Brea | CA | 66 | Southern California Edison Co | 1100 | Y | Y | Y | Y | N | 396 | N | N
57384 | Brea Power II | 58007 | Brea Expansion Plant | CA | Orange | G5 | 6 | 2012 | 10 | 2006 | Brea | CA | 66 | Southern California Edison Co | 1100 | Y | Y | Y | Y | N | 396 | N | N
57384 | Brea Power II | 58007 | Brea Expansion Plant | CA | Orange | G2 | 6 | 2012 | 10 | 2006 | Brea | CA | 66 | Southern California Edison Co | 1100 | Y | Y | Y | Y | N | 396 | N | N
57384 | Brea Power II | 58007 | Brea Expansion Plant | CA | Orange | G3 | 6 | 2012 | 10 | 2006 | Brea | CA | 66 | Southern California Edison Co | 1100 | Y | Y | Y | Y | N | 396 | N | N
57384 | Brea Power II | 58007 | Brea Expansion Plant | CA | Orange | G4 | 6 | 2012 | 10 | 2006 | Brea | CA | 66 | Southern California Edison Co | 1100 | Y | Y | Y | Y | N | 396 | N | N
57386 | SunE CPS3 LLC | 58009 | SunE CPS3 LLC | TX | Bexar | 2 | 7 | 2012 | 3 | 2011 | Somerset | TX | 7.1 | CPS Energy | 535 | Y | Y | Y | Y | N |  |  | N
57386 | SunE CPS3 LLC | 58009 | SunE CPS3 LLC | TX | Bexar | 1 | 5 | 2012 | 3 | 2011 | Somerset | TX | 6.5 | CPS Energy | 535 | Y | Y | Y | Y | N |  |  | N
57389 | IKEA Property Inc | 58011 | IKEA Savannah 490 | GA | Chatham | PV | 9 | 2012 | 10 | 2011 | PORT WENTWORTH | GA | 0.48 | Georgia Power | 7 | N | N | N | N | N | 3985 | N | N
57389 | IKEA Property Inc | 58012 | IKEA Tampa 042 | FL | Hillsborough | PV | 8 | 2012 | 3 | 2012 | Tampa | FL | 0.48 | Tampa Electric Co. | 6 | N | N | N | N | N | 0 | N | N
57389 | IKEA Property Inc | 58013 | IKEA Round Rock 027 | TX | Williamson | PV | 9 | 2012 | 5 | 2012 | Round Rock | TX | 0.48 | Oncor Electric Delivery Company LLC. | 5 | N | N | N | N | N | 0 | N | N
57389 | IKEA Property Inc | 58015 | IKEA College Park 411 | MD | Prince George's | PV | 2 | 2012 | 9 | 2011 | College Park | MD | 0.48 | Pepco Energy Service | 6 | N | N | N | N | N | 0 | N | N
57390 | Siemens Government Technologies Inc | 58010 | WSMR I | NM | Dona Ana | WSMR2 | 12 | 2012 | 11 | 2012 | WSMR | NM | 0.4 | US Army | 5 | Y | Y | Y | N | N | 0 | N | N
57390 | Siemens Government Technologies Inc | 58010 | WSMR I | NM | Dona Ana | WSMR1 | 12 | 2012 | 11 | 2012 | WSMR | NM | 12.7 | US Army | 42 | Y | Y | Y | N | N | 0 | N | N
57391 | Copper Mountain Solar 2, LLC | 58017 | Copper Mountain Solar 2 | NV | Clark | PV02 | 7 | 2012 | 7 | 2008 | Boulder City | NV | 230 | SDG&E | 325 | Y | N | Y | N | N | 0 | N | Y
57391 | Copper Mountain Solar 2, LLC | 58017 | Copper Mountain Solar 2 | NV | Clark | PV03 | 7 | 2012 | 7 | 2008 | Boulder City | NV | 230 | SDG&E | 325 | Y | N | Y | N | N | 0 | N | Y
57391 | Copper Mountain Solar 2, LLC | 58017 | Copper Mountain Solar 2 | NV | Clark | PV01 | 7 | 2012 | 7 | 2008 | Boulder City | NV | 230 | SDG&E | 325 | Y | N | Y | N | N | 0 | N | Y
57395 | Shooting Star Wind Project LLC | 58018 | Shooting Star Wind Project LLC | KS | Kiowa | 1 | 9 | 2012 | 10 | 2001 | Mullinville | KS | 115 | Mid-Kansas Electric Co, LLC | 7341 | Y | Y | Y | Y | N | 2000 | Y | N
57396 | High Mesa Energy LLC | 58019 | High Mesa Energy LLC | ID | Twin Falls | 1 | 11 | 2012 | 6 | 2010 | King Hill | ID | 138 | Idaho Power Co | 4370 | N | Y | Y | Y | N | 935 | N | N
57397 | Beebe Renewable Energy LLC | 58020 | Beebe Renewable Energy LLC | MI | Gratiot | 1 | 10 | 2012 | 5 | 2010 | Ithaca | MI | 345 | Michigan Electric Transmission Co, LLC | 8896 | Y | Y | Y | Y | N | 9428 | Y | N
57398 | Whitetail Wind Energy LLC | 58021 | Whitetail Wind Energy LLC | TX | Webb | 1 | 11 | 2012 | 9 | 2010 | Oilton | TX | 138 | Electric Transmission Texas, LLC | 7267 | Y | Y | Y | Y | N | 0 |  | N
57403 | SunE CPS2 LLC | 58027 | SunE CPS2 LLC | TX | Bexar | 1 | 3 | 2012 | 2 | 2011 | San Antonio | TX | 13.6 | CPS Energy | 118 | Y | Y | Y | Y | N |  |  | N
57405 | NLH1 Solar LLC | 58034 | Nickel 1 Solar Facility | CA | Kern County | 1 | 11 | 2012 | 4 | 2012 | Lost Hills | CA | 21 | PGE | 324 | N | N | Y | N | N | 0 | Y | N
57410 | K Road Modesto Solar LLC | 58039 | K Road Modesto Solar | CA | Stanislaus | 1 | 7 | 2012 | 11 | 2010 | Modesto | CA | 69 | Modesto Irrigation District | 0 | N | N | N | N | N | 0 | N | N
57411 | KDC Solar O&M LLC | 58356 | The Lawrenceville School Solar Facility | NJ | Mercer | TLS | 5 | 2012 | 3 | 2012 | Lawrenceville | NJ | 13 | Public Service Elec & Gas Co | 0 | N | N | N | N | N | 77 | N | N
57411 | KDC Solar O&M LLC | 58359 | Gerresheimer Glass Solar Facility | NJ | Cumberland | GG | 9 | 2012 | 10 | 2011 | Vineland | NJ | 13 | Vineland Municipal Electric Utilities | 0 | N | N | N | N | N | 0 |  | N
57411 | KDC Solar O&M LLC | 58360 | Atlantic Coast Freezers Solar Facility | NJ | Cumberland | ACF | 4 | 2012 | 6 | 2011 | Vineland | NJ | 12.47 | Vineland Municipal Electric Utilities | 0 | N | N | N | N | N | 0 | N | N
57412 | Chisholm View Wind Project | 58041 | Chisholm View Wind Project | OK | Garfield | 1 | 11 | 2012 | 10 | 2012 | Hunter | OK | 345.5 | OGE | 9326 | N | Y | Y | Y | N | 0 | N | N
57413 | Black Mountain Solar LLC | 58042 | Black Mountain Solar LLC | AZ | Mohave | 1 | 10 | 2012 | 4 | 2012 | Golden Valley | AZ | 20.5 | UNS Electric | 1486 | Y | N | Y | Y | Y | 0 | Y | N
57416 | Anchor Wind LLC | 58044 | Pioneer Grove Wind Farm | IA | Cedar | GEN1 | 9 | 2012 | 3 | 2012 | Tipton | IA | 69 | CIPCO Inc. | 707 | N | Y | Y | Y | N | 0 | N | N
57417 | Zephyr Wind LLC | 58045 | Community Wind South | MN | Nobles | GEN1 | 9 | 2012 |  |  | Redding | MN | 161 | Nothern States Power | 2156 | Y | N | Y | Y | Y | 866 | N | Y
57419 | SunE CPS1 LLC | 58068 | SunE CPS1 LLC | TX | Bexar | 1 | 3 | 2012 | 3 | 2011 | San Antonio | TX | 13.6 | CPS Energy | 656 | Y | Y | Y | Y | N |  |  | N
57421 | BayWa r.e Wind LLC | 58048 | BayWa r.e Mozart LLC | TX | Kent & Stonewall | 1 | 10 | 2012 | 9 | 2009 | Jayton | TX | 69 | AEP Texas North | 3700 | N | N | Y | Y | Y |  |  | N
57434 | T&M Limited Partnership | 58055 | Windy Ridge Generating Facility | IN | Jasper | 2 | 3 | 2012 | 8 | 2011 | Fiar Oaks | IN | 12.5 | Jasper County REMC | 39 | Y | Y | Y | N | N | 0 |  | Y
57434 | T&M Limited Partnership | 58055 | Windy Ridge Generating Facility | IN | Jasper | 1 | 3 | 2012 | 8 | 2011 | Fair Oaks | IN | 12.5 | Jasper County REMC | 39 | Y | Y | Y | N | N | 0 |  | Y
57436 | MillerCoors Shenandoah Brewery | 58057 | MillerCoors Shenandoah Brewery | VA | Rockingham | WWTP | 6 | 2012 | 6 | 2012 | Elkton | VA | 13.8 | Shenandoah Valley Electric Coop | 577 | Y | Y | Y | N | N | 577 | N | N
57439 | Imperial Valley Solar Company 1 LLC | 58062 | Imperial Valley Solar Company 1 LLC | CA | Imperial | 0001 | 6 | 2012 | 8 | 2010 | Niland | CA | 13.2 | Imperial Irrigation District | 500 | Y | Y | Y | Y | N | 2066 | Y | N
57441 | MARTA | 58064 | Laredo Bus Facility Solar Canopies | GA | DeKalb | LBFS | 10 | 2011 | 10 | 2010 | Decatur | GA | 20 | Georgia Power Company | 0 | N | N | N | N | N |  |  | N
57446 | FRIT Solar Inc | 58070 | Mercer Mall | NJ | Mercer | 1 |  |  |  |  | Lawrenceville | NJ | 13.2 | PSE&G | 8 | N | Y | N | N | N | 15 | N | N
57449 | Borrego Solar Systems Inc | 58270 | Acushnet AD Makepeace | MA | Plymouth | 1 | 7 | 2012 | 6 | 2012 | Wareham | MA | 22.9 | NSTAR | 249 | N | Y | Y | Y | N | 0 | N | N
57449 | Borrego Solar Systems Inc | 58271 | Acushnet Hawes Reed Road | MA | Bristol | 1 | 7 | 2012 | 2 | 2012 | Dartmouth | MA | 13.2 | NSTAR | 52 | N | Y | Y | Y | N | 0 | N | N
57449 | Borrego Solar Systems Inc | 58272 | Easthampton Landfill-City of Easthampton | MA | Hampshire | 1 | 6 | 2012 | 1 | 2011 | Easthampton | MA | 22.9 | WMECO | 578 | Y | N | Y | Y | N | 360 | N | N
57451 | Rocky Ridge Wind Project LLC | 58078 | Rocky Ridge Wind Project | OK | Kiowa | GE 1. | 4 | 2012 | 2 | 2011 | Hobart | OK | 138 | AEP | 1296 | N | N | Y | N | Y | 0 |  | Y
57465 | Keystone Solar, LLC | 58091 | Keystone Solar | PA | Lancaster | KSTN | 9 | 2012 | 3 | 2011 | Quarryville | PA | 12 | PPL Electric Utilities Corp. | 312 | Y | Y | Y | Y | N |  | N | N
57474 | Bed Bath & Beyond | 58095 | Harmon DC Totowa NJ | NJ | Passaic | TONJ | 1 | 2012 | 12 | 2011 | Totowa | NJ | 0.48 | PSE&G | 0 | N | N | Y | N | N | 0 | N | N
57476 | Foundation CA Fund VI Manager LLC | 58101 | Foundation Cemex River Plant | CA | San Bernardino | WTG2 | 12 | 2012 | 4 | 2012 | Victorville | CA | 4.16 | Southern California Edison | 250 | Y | Y | Y | N | Y |  |  | N
57476 | Foundation CA Fund VI Manager LLC | 58101 | Foundation Cemex River Plant | CA | San Bernardino | WTG1 | 12 | 2012 | 4 | 2012 | Victorville | CA | 4.16 | Southern California Edison | 250 | Y | Y | Y | N | Y |  |  | N
57476 | Foundation CA Fund VI Manager LLC | 58102 | Foundation Cemex BMQ | CA | San Bernardino | WTG2 | 12 | 2012 | 4 | 2012 | Apple Valley | CA | 4.16 | Southern California Edison | 250 | Y | Y | Y | N | Y |  |  | N
57476 | Foundation CA Fund VI Manager LLC | 58102 | Foundation Cemex BMQ | CA | San Bernardino | WTG1 | 12 | 2012 | 4 | 2012 | Apple Valley | CA | 4.16 | Southern California Edison | 250 | Y | Y | Y | N | Y |  |  | N
57476 | Foundation CA Fund VI Manager LLC | 58104 | Foundation Superior Farms | CA | Solano | WTG1 | 12 | 2012 | 11 | 2011 | Dixon | CA | 0.48 | Pacific Gas & Electric | 300 | Y | Y | Y | N | Y |  |  | N
57476 | Foundation CA Fund VI Manager LLC | 58105 | Foundation Wal-Mart Red Bluff | CA | Tehama | WTG1 | 9 | 2012 | 3 | 2012 | Red Bluff | CA | 0.48 | Pacific Gas & Electric | 300 | Y | Y | Y | N | Y |  |  | N
57480 | Heritage Garden Wind Farm I LLC | 58103 | Heritage Garden Wind Farm I LLC | MI | Delta | 1 | 2 | 2012 | 12 | 2007 | Cooks | MI | 138 | ATC | 7725 | Y | Y | Y | Y | N | 4900 | Y | Y
57482 | Sandy Ridge Wind Energy LLC | 57285 | Sandy Ridge Wind Farm | PA | Blair | 1 | 2 | 2012 | 5 | 2006 | Tyrone | PA | 115 | Pennsylvania Electric Company | 4669 | N | N | N | Y | N | 0 | N | N
57484 | Foundation CA Fund V Manager, LLC | 58112 | Foundation Cemex Madison | CA | Yolo | WTG1 | 8 | 2012 | 11 | 2011 | Madison | CA | 12.47 | Pacific Gas & Electric Co | 300 | Y | Y | Y | Y | N |  |  | N
57484 | Foundation CA Fund V Manager, LLC | 58113 | Foundation RRM | CA | Riverside | WTG1 | 12 | 2012 | 3 | 2012 | Cabazon | CA | 0.48 | Southern California Edison | 200 | Y | Y | Y | N | Y |  |  | N
57484 | Foundation CA Fund V Manager, LLC | 58113 | Foundation RRM | CA | Riverside | WTG2 | 12 | 2012 | 3 | 2012 | Cabazon | CA | 0.48 | Southern California Edison | 200 | Y | Y | Y | N | Y |  |  | N
57484 | Foundation CA Fund V Manager, LLC | 58114 | Foundation NWNA | CA | Riverside | WTG2 | 12 | 2012 | 3 | 2012 | Cabazon | CA | 4.16 | Southern California Edison | 250 | Y | Y | Y | N | Y |  | N | N
57484 | Foundation CA Fund V Manager, LLC | 58114 | Foundation NWNA | CA | Riverside | WTG1 | 12 | 2012 | 3 | 2012 | Cabazon | CA | 4.16 | Southern California Edison | 250 | Y | Y | Y | N | Y |  | N | N
57485 | Diamond State Generation Partners, LLC | 58110 | Brookside Newark | DE | New Castle | BRK | 6 | 2012 | 3 | 2012 | Newark | DE | 12.46 | Delmarva | 225 | Y | Y | N | Y | N | 0 | N | N
57485 | Diamond State Generation Partners, LLC | 58433 | Red Lion Energy Center | DE | New Castle | RED1 | 12 | 2012 | 12 | 2012 | New Castle | DE | 138 | Delmarva Power | 53775 | Y | Y | Y | Y | N | 0 |  | N
57493 | MidAmerican Renewables LLC | 58111 | Bishop Hill II Wind Farm | IL | Henry | 1 | 10 | 2012 | 10 | 2012 | Cambridge | IL | 138 | Ameren Illinois | 1157 | Y | Y | Y | Y | N | 4882 | Y | N
57500 | Lower South Fork LLC | 58120 | Lower South Fork | MT | Carbon | LSF 1 | 8 | 2012 | 12 | 2010 | Bridger | MT | 50 | North Western Energy | 4 | N | N | N | N | N | 0 | N | Y
57503 | Limon | 58126 | Limon Wind I | CO | Lincoln | 1 | 11 | 2012 |  |  | Deer Trail | CO | 345 | Public Service company of Colorado | 16360 | Y | N | N | Y | N | 0 | N | N
57503 | Limon | 58127 | Limon Wind II | CO | Lincoln | 1 | 11 | 2012 |  |  | Limon | CO | 345 | Public Service Company of Colorade | 16360 | Y | N | N | Y | N | 0 | N | N
58081 | Blue Mountain Biogas LLC | 58130 | Blue Mountain Biogas | UT | Beaver | BMB N | 10 | 2012 | 10 | 2010 | Milford | VT | 24.9 | Pacific Corp | 600 | Y | Y | Y | Y | N | 150 | Y | Y
58081 | Blue Mountain Biogas LLC | 58130 | Blue Mountain Biogas | UT | Beaver | BMB S | 10 | 2012 | 10 | 2010 | Milford | VT | 24.9 | Pacific Corp | 600 | Y | Y | Y | Y | N | 150 | Y | Y
58083 | Outback Solar, LLC | 58131 | Outback Solar At Christmas Valley | OR | Lake | PV1 | 9 | 2012 | 3 | 2010 | Christmas Valley | OR | 25 | Midstate Electric Coop, Inc | 570 | Y | N | Y | N | N |  |  | Y
58084 | Oberlin Spear Point Solar One, LLC | 58134 | Oberlin Spear Point Solar One | OH | Lorain | OSSO | 11 | 2012 |  |  | Oberlin | OH | 12.47 | Oberlin Municipal Light and Power System | 175608 | Y | Y | Y | N | Y | 17382 | Y | Y
58088 | Washington White Post Solar LLC | 58135 | Washington White Post Solar LLC | NC | Beaufort | 1 | 12 | 2012 | 9 | 2012 | Bath | NC | 34.5 | City of Washington,NC | 234 | Y | N | Y | Y | Y | 0 | N | N
58090 | NextEra Energy Resources Ensign Wind | 58137 | Ensign Wind LLC | KS | Gray | 1 | 10 | 2012 | 7 | 2008 | Montezuma | KS | 115 | Mid-Kansas Electric Co. LLC | 15620 | Y | Y | Y | Y | N | 32484 | Y | N
58098 | New Energy One LLC | 58142 | Rock Creek Dairy | ID | Twin Falls | CHP1 | 7 | 2012 | 7 | 2010 | Filer | ID | 12.5 | Idaho Power | 310 | Y | Y | Y | Y | N |  | N | N
58098 | New Energy One LLC | 58142 | Rock Creek Dairy | ID | Twin Falls | CHP2 | 7 | 2012 | 7 | 2010 | Filer | ID | 12.5 | Idaho Power | 310 | Y | Y | Y | Y | N |  | N | N
58101 | Solar Star California II LLC | 58143 | Solar Star California II LLC | CA | Sacramento | 1 | 8 | 2012 | 5 | 2012 | Sacramento | CA | 21 | SMUD | 101 | Y | N | Y | N | Y |  | N | N
58104 | California State University at Fullerton | 58169 | CSUF Trigeneration | CA | Orange | CPAC
58104 | California State University at Fullerton | 58169 | CSUF Trigeneration | CA | Orange | KHS
58104 | California State University at Fullerton | 58169 | CSUF Trigeneration | CA | Orange | PS4
58121 | North Sky River Energy LLC | 58154 | North Sky River Energy LLC | CA | Kern | GEN1 | 12 | 2012 | 12 | 2012 | Tehachapi | CA | 230
58132 | Perrin Ranch Wind LLC | 58155 | Perrin Ranch Wind LLC | AZ | Coconino | GEN1 | 12 | 2011 | 6 | 2010 | Williams | AZ | 500 | Arizona Public Service Company | 7450 | N | N | N | Y | N | 0 |  | N
58134 | Cirrus Wind 1 LLC | 58162 | Cirrus Wind 1 LLC | TX | Lynn | CW | 12 | 2012 | 9 | 2012 | Tahoka | TX | 230 | Southwestern Public Service Co. | 8029 | Y | Y | Y | Y | N | 1210 | N | Y
58140 | San Bernardino Comm College Dist | 58170 | Crafton Hills College Solar Farm | CA | San Bernardino | GEN1 | 6 | 2012 | 2 | 2012 | Yucaipa | CA | 12 | Southern California Edison | 44 | Y | Y | Y | Y | Y | 54 | N | N
58143 | Cimarron Wind Energy LLC | 57762 | Cimarron Wind Energy LLC | KS | Gray | CPV1 | 12 | 2011 | 9 | 2011 | Cimarron | KS | 345 | Sunflower Electric Power Corp | 750
58150 | Big Blue Wind Farm LLC | 57289 | Big Blue | MN | Faribault | BBWP | 12 | 2012 | 3 | 2012 | Blue Earth | MN | 161 | ITC Midwest LLC | 4176 | Y | N | Y | Y | N | 305 | N | Y
58164 | 180 Raritan Energy Solutions, LLC | 58187 | 180 Raritan Solar | NJ | Middlesex | 1 | 6 | 2012 | 11 | 2011 | Edison | NJ | 0.48 | PSE&G | 2 | N | Y | Y | N | Y |  | N | N
58180 | Blackwell Wind, LLC | 58209 | NextEra-Blackwell Wind, LLC | OK | Kay | WT |  |  |  |  | Blackwell | OK | 69 | OG&E | 336 | Y | Y | Y | Y | Y |  |  | N
58182 | SunE AZ2 LLC | 58213 | Saddle Mountain Solar I | AZ | Maricopa | AZ2 | 12 | 2012 | 12 | 2010 | Tonopah | AZ | 12 | Arizona Public Service Co | 2145 | Y | Y | Y | Y | N | 0 |  | N
58185 | FirstLight Power Resources, Inc. - MA | 58210 | NFM Solar Power LLC | MA | Franklin | 1 | 3 | 2012 | 4 | 2011 | Northfield | MA | 13.8 | Western Massachusetts Electric Company | 310 | N | Y | Y | N | Y | 464 | N | N
58188 | Central Connecticut State University | 58224 | CCSU Co-Gen-STBY Gen | CT | Hartford | GRND
58192 | Senate Wind Energy LLC | 57981 | Senate Wind LLC | TX | Jack | GEN1 | 12 | 2012 | 1 | 2005 | Graham | TX | 345 | Oncor | 7716 | N | N | N | Y | N | 0 | N | N
58193 | Minonk Wind Energy LLC | 57284 | Minonk Wind Farm | IL | Woodford | 1 | 11 | 2012 | 1 | 2006 | Minonk | IL | 345 | Commonwealth Edison Company | 3067 | N | N | N | Y | N | 9269 | N | N
58201 | Milford Solar LLC | 58228 | Milford Solar Farm | DE | Kent | GEN1 | 12 | 2012 | 1 | 2012 | Milfoed | DE | 24.9 | City of Milford | 1000 | N | Y | Y | Y | N | 0 | N | N
58205 |  | 58233 | WKN Wagner | CA | Riverside | GEN1 | 12 | 2012 | 7 | 2005 | Palm Springs | CA | 33 | SCE | 525 | N | N | N | N | N | 464 | N | Y
58206 | Tioga Solar Hemet WF1 LLC | 58232 | Tahquitz High School | CA | Riverside | TAHQ | 8 | 2012 | 10 | 2011 | Hemet | CA | 0.48 | Hemet Unified School District | 22 | N | N | Y | N | N |  |  | N
58208 | Horse Butte Wind I, LLC | 57890 | Horse Butte Wind I, LLC | ID | Bonneville | 1 | 8 | 2012 | 6 | 2009 | Bonneville County | ID | 115 | BPA | 600 | N | Y | Y | Y | N | 560 | N | Y
58212 | Georgia Mountain Community Wind, LLC | 58238 | Georgia Mountain Community Wind Farm | VT | Chittenden and Franklin | GMCW | 12 | 2012 | 8 | 2010 | Milton | VT | 34.5 | Green Mountain Power | 450 | Y | Y | Y | N | N | 0 |  | N
58213 | New Britain Renewable Energy, LLC | 58237 | CCSU Fuel Cell Project | CT | Hartford | CCSU |  |  |  |  | New Britain | CT | 4.16 | CCSU | 100 | Y | Y | Y | N | N |  |  | N
58219 | Tioga Solar Hemet DLL1 LLC | 58244 | West Valley High School Solar | CA | Riverside | WEST | 8 | 2012 | 10 | 2011 | Hemet | CA | 0.48 | Hemet Unified School District | 22 | N | N | Y | N | N | 0 |  | N
58221 | LES Operations Services LLC | 58246 | Millersville LFG | MD | Anne Arundel | CAT1 | 6 | 2012 | 2 | 2011 | Severn | MD | 13 | Baltimore Gas & Electric | 291 | Y | Y | Y | Y | N |  |  | Y
58221 | LES Operations Services LLC | 58246 | Millersville LFG | MD | Anne Arundel | CAT2 | 6 | 2012 | 2 | 2011 | Severn | MD | 13 | Baltimore Gas & Electric | 291 | Y | Y | Y | Y | N |  |  | Y
58229 | Howard County - Maryland | 58252 | Alpha Ridge LFG | MD | Howard | JEN1 | 7 | 2012 | 5 | 2011 | Marriottsville | MD | 13.8 | Baltimore Gas & Electric | 97 | Y | Y | Y | Y | N |  |  | Y
58233 | Kalaeloa Solar Two LLC | 58259 | Kalaeloa Solar Two | HI | Honolulu | KAS2 | 12 | 2012 | 2 | 2011 | Kapolei | HI | 46 | Hawaiian Electric Company | 1857 | Y | N | Y | Y | N |  |  | N
58238 | Enfinity NorCal 1 FAA LLC | 58261 | FAA NorCal TRACON | CA | Sacramento | 1 | 11 | 2012 | 5 | 2012 | Mather | CA | 0.48 | SMUD | 0 | N | N | N | N | N | 0 |  | N
58249 | South Robeson Farm LLC | 58273 | South Robeson Farm | NC | Robeson | SROB | 6 | 2012 | 8 | 2011 | Rowland | NC | 22.8 | Progress Energy Carolinas, Inc | 48 | Y | N | N | N | N |  |  | N
58250 | Raeford Farm LLC | 58274 | Raeford Farm | NC | Hoke | RAEF | 12 | 2012 | 8 | 2011 | Raeford | NC | 12 | Progress Energy Carolinas, Inc | 48 | Y | N | N | N | N |  |  | N
58267 | Scottsdale Solar Holdings LLC | 58292 | Jewish Community Center PV | AZ | Maricopa | JCC | 9 | 2012 | 8 | 2012 | Scottsdale | AZ | 0.48 | Arizona Public Service Company | 1 | N | N | Y | N | N | 0 | N | N
58279 | Chadbourn Farm LLC | 58311 | Chadbourn Farm | NC | Columbus | 1 | 12 | 2012 | 4 | 2012 | Whiteville | NC | 22.86 | Progress Energy Carolinas | 69 | N | N | Y | N | N |  |  | N
58280 | Warrenton Farm LLC | 58312 | Warrenton Farm | NC | Warren | 1 | 12 | 2012 | 3 | 2012 | Warrenton | NC | 22.86 | Progress Energy Carolinas | 63 | N | N | Y | N | N |  |  | N
58281 | Mocksville Lessee LLC | 58313 | Mocksville Farm | NC | Davie | 1 | 11 | 2012 | 1 | 2012 | Mocksville | NC | 23.94 | Duke Energy Carolinas | 19 | N | N | Y | N | N |  |  | N
58282 | Belwood Farm LLC | 58314 | Belwood Farm | NC | Cleveland | 1 | 12 | 2012 | 11 | 2011 | Lawndale | NC | 12.47 | Progress Energy Carolinas | 0 | N | N | Y | N | N |  |  | N
58283 | Strata Fund 2 Lessee LLC | 58315 | Arndt Farm | NC | Catawba | 1 | 11 | 2012 | 11 | 2011 | Claremont | NC | 12.47 | Duke Energy Carolinas | 3 | N | N | Y | N | N |  |  | N
58283 | Strata Fund 2 Lessee LLC | 58323 | Shannon Farm | NC | Robeson | 1 | 10 | 2012 | 8 | 2011 | Shannon | NC | 22.86 | Progress Energy Carolinas |  | N | N | Y | N | N |  |  | N
58284 | Railroad Farm LLC | 58316 | Railroad Farm | NC | Robeson | 1 | 10 | 2012 | 9 | 2011 | St. Pauls | NC | 22.86 | Progress Energy Carolinas | 68 | N | N | Y | N | N |  |  | N
58285 | Watts Farm LLC | 58317 | Watts Farm | NC | Robeson | 1 | 7 | 2012 | 8 | 2011 | Maxton | NC | 22.86 | Progress Energy Carolinas | 70 | N | N | Y | N | N |  |  | N
58286 | Farrington Solar Farm LLC | 58318 | Farrington Farm | NC | Chatham | 1 | 4 | 2012 |  |  | Chapel Hill | NC | 22.86 | Progress Energy Carolinas | 10 | N | N | Y | N | N |  |  | N
58287 | Rain CII Carbon LLC | 58310 | Lake Charles Plant | LA | Cacasieu | G-1 | 11 | 2012 | 1 | 2010 | Sulphur | LA | 69 | Entergy Gulf States | 3043 | Y | Y | Y | Y | Y | 0 |  | N
58340 | Tuscola Bay Wind LLC | 58351 | Tuscola Bay Wind | MI | Tuscola | GE16 | 9 | 2012 | 7 | 2009 | Munger | MI | 138 | METC | 285 | N | N | Y | N | Y | 8044 | Y | Y
58353 | NextEra Energy Majestic Wind II | 58363 | Majestic II Wind | TX | Carson | WND1 | 8 | 2012 |  |  | Panhandle | TX | 115 | Xcel | 0 | N | Y | Y | Y | N |  | N | N
58360 | Blue Summit Wind LLC | 58372 | Blue Summit Wind LLC | TX | Wilbarger | GEN1 | 12 | 2012 | 12 | 2012 | Vernon | TX | 138 | AEP | 8916 | Y | N | Y | N | N |  |  | N
58368 | Doyon Utilities, LLC | 58380 | JBER Landfill Gas Power Plant | AK | Anchorage | 1 | 8 | 2012 | 8 | 2012 | JBER | AK | 12.47 | Doyon Utilities | 99 | Y | Y | Y | Y | N |  |  | N
58368 | Doyon Utilities, LLC | 58380 | JBER Landfill Gas Power Plant | AK | Anchorage | 2 | 8 | 2012 | 8 | 2012 | JBER | AK | 12.47 | Doyon Utilities | 99 | Y | Y | Y | Y | N |  |  | N
58368 | Doyon Utilities, LLC | 58380 | JBER Landfill Gas Power Plant | AK | Anchorage | 3 | 8 | 2012 | 8 | 2012 | JBER | AK | 12.47 | Doyon Utilities | 99 | Y | Y | Y | Y | N |  |  | N
58368 | Doyon Utilities, LLC | 58380 | JBER Landfill Gas Power Plant | AK | Anchorage | 4 | 8 | 2012 | 8 | 2012 | JBER | AK | 12.47 | Doyon Utilities | 99 | Y | Y | Y | Y | N |  |  | N
58370 | TMF Biofuels, LLC | 58382 | Threemile Digester | OR | Morrow | GEN1 | 12 | 2012 | 11 | 2010 | Boardman | OR | 34.5 | PacifiCorp | 336 | Y | N | Y | N | N |  |  | Y
58370 | TMF Biofuels, LLC | 58382 | Threemile Digester | OR | Morrow | GEN2 | 12 | 2012 | 11 | 2010 | Boardman | OR | 34.5 | PacifiCorp | 336 | Y | N | Y | N | N |  |  | Y
58370 | TMF Biofuels, LLC | 58382 | Threemile Digester | OR | Morrow | GEN3 | 12 | 2012 | 11 | 2010 | Boardman | OR | 34.5 | PacifiCorp | 336 | Y | N | Y | N | N |  |  | Y
58378 | Jordan Hydroelectric LTD PTP | 58390 | Jordan Hydroelectric Project | NC | Chatham | EMOD | 1 | 2012 | 12 | 2009 | Moncure | NC | 23 | Duke Energy Progress | 350 | Y | N | Y | N | N |  | N | N
58378 | Jordan Hydroelectric LTD PTP | 58390 | Jordan Hydroelectric Project | NC | Chatham | WMOD | 7 | 2012 | 12 | 2009 | Moncure | NC | 23 | Duke Energy Progress | 0 | Y | N | Y | N | N |  | N | N
58385 | SR Enterprise South LLC | 58401 | Volkswagen Solar System | TN | Hamilton | 1 | 11 | 2012 | 11 | 2012 | Chattanooga | TN | 12.7 | City of Chattanooga | 215 | N | N | Y | Y | N | 0 |  | N
58387 | Solar Star New Jersey VI LLC | 58402 | Solar Star New Jersey NJ LLC | NJ | Somerset | 1 | 2 | 2012 | 2 | 2012 | Skillman | NJ | 13.2 | PSEG | 170 | N | N | Y | N | Y |  |  | N
58420 | Harbor Wind LLC | 58424 | Harbor Wind LLC | TX | Nueces | 1 | 2 | 2012 | 11 | 2010 | Corpus Christi | TX | 12.47 | AEP Texas | 1000 | Y | Y | Y | Y | N | 0 | N | N
58422 | Fire Island Wind LLC | 58425 | Fire Island Wind | AK | Anchorage Borough | WT1 | 9 | 2012 | 9 | 2012 | Anchorage | AK | 34.5 | Chugach Electric Association | 27 | Y | N | Y | Y | N |  | N | Y
58428 | UT West Tennessee Solar Farm | 58431 | West Tennessee Solar Farm | TN | Haywood | SNVA | 12 | 2011 | 4 | 2011 | Stanton | TN | 24.9 | Chickisaw Electric Cooperative | 120 | Y | Y | Y | Y | N | 4768 | N | N
58429 | Houweling's Tomatoes | 58432 | Houweling Nurseries | CA | Ventura | COG1 | 6 | 2013 | 10 | 2012 | Camarillo | CA | 16 | SCE |  | Y | N | Y | Y | N |  |  | Y
58429 | Houweling's Tomatoes | 58432 | Houweling Nurseries | CA | Ventura | COG2 | 6 | 2013 | 10 | 2012 | Camarillo | CA | 16 | SCE |  | Y | N | Y | Y | N |  |  | Y
58430 | Gamesa Wind US LLC | 58441 | Swauk Wind LLC | WA | Kittitas | SW | 12 | 2012 | 7 | 2011 | Thorp | WA | 34.5 | Puget Sound Energy | 2294 | Y | Y | Y | N | Y | 886 | N | Y
58437 | ACI Energy Partners LLC | 58442 | ACI Energy Partners LLC | NJ | Atlantic | GEN1 | 6 | 2012 | 9 | 2011 | Atlantic City | NJ | 23 | Atlantic City Electric | 20 | N | N | Y | N | N |  |  | N
58438 | Sunstream Energy LLC | 58443 | Martin Limestone Solar Array | PA | Lancaster | GEN1 | 12 | 2012 | 12 | 2012 | New Holland | PA | 12.48 | Martin Limestone | 70 | N | Y | Y | N | N |  |  | N
58439 | Junction Hilltop Management LLC | 58444 | Junction Hilltop Wind Farm | IA | Greene | JHW | 12 | 2011 | 1 | 2010 | Grand Junction | IA | 12.47 | Interstate Power & Light | 445 | N | Y | Y | Y | Y | 0 | N | N
58444 | Cumberland Rose Wind Energy, LLC | 58456 | Cumberland Rose | IA | Adair | 1
58445 | Forward Fontanelle Power, LLC | 58457 | Fontanelle | IA | Adair | 1
58446 | Greenfield Wind Power, LLC | 58458 | Greenfield | IA | Adair | 1
58447 | Meadow Ridge Wind Energy, LLC | 58459 | Meadow Ridge | IA | Adair | 1
58448 | Sky Volt, LLC | 58460 | Sky Volt | IA | Adair | 1
58449 | Wiota Wind Energy, LLC #1 | 58461 | Wiota | IA | Cass | 1
58452 | SMECO Solar LLC | 58463 | Herbert Farm Solar | MD | Charles | 1
58459 | C-Drop | 58470 | C-Drop Hyrdo | OR | Klamath | GEN1 | [6 empty] | 12.5
58460 | Buena Vista Biomass LLC | 58472 | Buena Vista Biomass Power | CA | Amador | 1 | 5 | 2012 | 5 | 2012 | Ione | CA | 60 | Pacific Gas and Electric | 624 | Y | Y | Y | N | N | 0 | N | Y
58463 | Dart Container Corp | 58476 | Dart Container Corp | PA | Lancaster | LFGT1
58463 | Dart Container Corp | 58476 | Dart Container Corp | PA | Lancaster | LFGT2
58466 | SunEnergy1 | 58480 | Plymouth Solar LLC | NC | Washington | 1 | 9 | 2012 |  |  | Plymouth | NC | 34.5 | Dominion Energy | 121 | Y | N | Y | N | N |  |  | N
58469 | Tinton Falls Solar | 58483 | Tinton Falls Solar Farm | NJ | Monmouth | UNIT1
58471 | SDD Solar Project 4, LLC | 58485 | Upson Rocky Creek Solar Plant | GA | Upson | PV1 | 6 | 2012 | 6 | 2012 | Thomaston | GA | 12.47 | Georgia Power Co | 55 | Y | Y | Y | N | N |  | N | Y
58472 | MAS ASB Cogen LLC | 58484 | MAS ASB Cogen Plant | GA | Fulton | 1
58472 | MAS ASB Cogen LLC | 58484 | MAS ASB Cogen Plant | GA | Fulton | 2
58472 | MAS ASB Cogen LLC | 58484 | MAS ASB Cogen Plant | GA | Fulton | 3
58473 | NVT LICENSES, LLC | 58486 | Picture Rocks Solar, LLC | AZ | Pima | 1 | 12 | 2012 | 8 | 2011 | Marana | AZ | 46 | Tucson Electric Power Company | 2 | Y | N | Y | Y | N |  |  | N
58473 | NVT LICENSES, LLC | 58487 | Granville Solar PV Power Project | NC | Granville | 1 | 10 | 2012 | 8 | 2012 | Oxford | NC | 13.2 | Progress Energy Carolinas, INC | 110 | Y | N | Y | N | N |  |  | N
58473 | NVT LICENSES, LLC | 58489 | Apex Solar PV Power Project | NV | Clark | 1 | 7 | 2012 | 3 | 2012 | North Las Vegas | NV | 69 | Nevada Power Company | 2960 | Y | N | Y | Y | N |  |  | N
58477 | O2energies, Inc. | 58491 | Sandy Cross Solar, LLC | NC | Nash | SANDY
58477 | O2energies, Inc. | 58492 | Ararat Rock Solar, LLC | NC | Surry | ARARR
58477 | O2energies, Inc. | 58493 | Progress Solar 1, LLC | NC | Franklin | PRO1
58477 | O2energies, Inc. | 58494 | Progress Solar II, LLC | NC | Robeson | PROG2
58477 | O2energies, Inc. | 58495 | Progress Solar III, LLC | NC | Robeson | PROG3
58483 |  | 58496 | Lincoln Solar | IN | Lake | PV2
58486 | Chuckawalla Solar LLC | 58506 | Chuckawalla Solar | CA | Riverside | 0937
58489 | OCI Solar Power | 58512 | Cornerstone Power Vineland I LLC | NJ | Cumberland | PV1 | 2 | 2012 | 11 | 2011 | Vineland | NJ | 12.47 | Vineland Municipal Electric Utility | 123 | Y | Y | N | N | N | 0 | N | N
58490 | Ironwood Solar LLC | 58513 | Ironwood Solar LLC | CA | Riverside County | 0937
58491 | Constellation NewEnergy, Inc | 58516 | Union HS at Casa Grande | AZ | Pinal | PV1
58491 | Constellation NewEnergy, Inc | 58517 | Vista Grande HS at Casa Grande | AZ | Pinal | PV1
58505 | North Carolina Solar I, LLC | 58529 | Progress Manis I | NC | Scotland | P11A | 4 | 2012 | 9 | 2010 | Laurinburg | NC | 23 | Progress Energy Carolinas | 36 | Y | Y | Y | Y | N | 26 | Y | Y
58505 | North Carolina Solar I, LLC | 58529 | Progress Manis I | NC | Scotland | P11B | 4 | 2012 | 9 | 2010 | Laurinburg | NC | 23 | Progress Energy Carolinas |  | Y | Y | Y | Y | N |  | Y | Y
58505 | North Carolina Solar I, LLC | 58530 | Progress Jones I | NC | Scotland | P11C | 4 | 2012 | 9 | 2010 | Laurinburg | NC | 23 | Progress Energy Carolinas | 36 | Y | Y | Y | Y | N | 26 | Y | Y
58505 | North Carolina Solar I, LLC | 58530 | Progress Jones I | NC | Scotland | P11D | 4 | 2012 | 9 | 2010 | Laurinburg | NC | 23 | Progress Energy Carolinas |  | Y | Y | Y | Y | N |  | Y | Y
58506 | Westford Solar Park | 58534 | Westford Solar Park | MA | Middlesex | 1
58507 | Solar Star Arizona III LLC | 58539 | Lake Pleasant WTP | AZ | Maricopa | 1
58508 | Carolina Solar Energy II LLC | 58538 | PCSP3 Airport | NC | Person | 3
58511 | SunGen Sharon 1 LLC | 58541 | SunGen Sharon 1 LLC | VT | Windsor | 1 | 8 | 2012 | 10 | 2011 | Sharon | VT | 12.47 | Green Mountain Power | 286 | N | Y | Y | N | N |  | N | N