## Interconnection2011
2011 Form EIA-860 Data - Schedule 5, 'Interconnection Data'
UTILITY_ID | UTILITY_NAME | PLANT_CODE | PLANT_NAME | STATE | COUNTY | GENERATOR_ID | INTERCONNECTION_MONTH | INTERCONNECTION_YEAR | INTERCONNECTION_REQUEST_MONTH | INTERCONNECTION_REQUEST_YEAR | INTERCONNECTION_CITY | INTERCONNECTION_STATE | GRID_VOLTAGE | TRANSMISSION_OWNERNAME | INTERCONNECTION_COST | TRANSMISSION_LINE | TRANSFORMER | PROTECTIVE_DEVICES | SUBSTATION | OTHER_EQUIPMENT | GRID_ENHANCEMENT_COST | GRID_COST_REPAID | TRANSMISSION_RIGHTS_SECURED
463 | Ameresco LFG I Inc | 10549 | Al Turi | NY | Orange | 2 | 7 | 2007 | . | . | Goshen | NY | 12.5 | Orange and Rockland | 0 | Y | Y | Y | N | N | 0 | N | N
463 | Ameresco LFG I Inc | 10549 | Al Turi | NY | Orange | 3 | 7 | 2007 | . | . | Goshen | NY | 12.5 | Orange and Rockland | 0 | Y | Y | Y | N | N | 0 | N | N
590 | City of Anaheim - (CA) | 57027 | Canyon Power Plant | CA | Orange | CPP2 | 9 | 2011 | 9 | 2011 | Anaheim | CA | 69 | City of Anaheim | 9000 | Y | Y | Y | Y | Y | 0 | N | N
590 | City of Anaheim - (CA) | 57027 | Canyon Power Plant | CA | Orange | CPP3 | 6 | 2011 | 6 | 2011 | Anaheim | CA | 69 | City of Anaheim | 9000 | Y | Y | Y | Y | Y | 0 | N | N
590 | City of Anaheim - (CA) | 57027 | Canyon Power Plant | CA | Orange | CPP4 | 6 | 2011 | 6 | 2011 | Anaheim | CA | 69 | City of Anaheim | 9000 | Y | Y | Y | Y | Y | 0 | N | N
590 | City of Anaheim - (CA) | 57027 | Canyon Power Plant | CA | Orange | CPP1 | 9 | 2011 | 9 | 2011 | Anaheim | CA | 69 | City of Anaheim | 9000 | Y | Y | Y | Y | Y | 0 | N | N
803 | Arizona Public Service Co | 57561 | Cotton Center Solar | AZ | Maricopa | PV1 | 10 | 2011 | 10 | 2011 | GILA BEND | AZ | 12.5 | Arizona Public Service Co | 2156 | Y | Y | Y | N | Y | . |  | N
803 | Arizona Public Service Co | 57562 | Paloma Solar | AZ | Maricopa | PV1 | 9 | 2011 | 9 | 2011 | Gila Bend | AZ | 12.5 | Arizona Public Service Co | 1415 | Y | Y | Y | N | Y | . |  | N
803 | Arizona Public Service Co | 57563 | Hyder Solar | AZ | Yuma | PV1 | 11 | 2011 | 11 | 2011 | ROLL | AZ | 12.5 | Arizona Public Service Co | 1739 | Y | Y | Y | N | Y | . |  | N
924 | Associated Electric Coop, Inc | 7757 | Chouteau | OK | Mayes | 4 | 2 | 2011 | 1 | 2007 | Pryor | OK | 161 | KAMO | 7664 | Y | Y | Y | Y | Y | 7650 | N | Y
924 | Associated Electric Coop, Inc | 7757 | Chouteau | OK | Mayes | 5 | 2 | 2011 | 1 | 2007 | Pryor | OK | 161 | KAMO | 7664 | Y | Y | Y | Y | Y | 7650 | N | Y
924 | Associated Electric Coop, Inc | 7757 | Chouteau | OK | Mayes | 6 | 2 | 2011 | 1 | 2007 | Pryor | OK | 161 | KAMO | 7664 | Y | Y | Y | Y | Y | 7650 | N | Y
1307 | Basin Electric Power Coop | 56608 | Prairie Winds SD1 | SD | Jerauld | SD1 | 12 | 2010 | 6 | 2007 | Crow Lake | SD | 230 | Western Area Power Administration | 123 | Y | N | N | N | N | 1032 | Y | N
1307 | Basin Electric Power Coop | 56609 | Dry Fork Station | WY | Campbell | 1 | 3 | 2010 | 2 | 2001 | Gillette | WY | 230 | Basin Electric Power Cooperative | 0 | N | N | N | N | N | 0 | N | N
2172 | Brazos Electric Power Coop Inc | 55230 | Jack County | TX | Wise | CT3 | 3 | 2011 | 12 | 2006 | Bridgeport | TX | 345 | Brazos Electric Power Coop Inc | 2330 | Y | Y | Y | Y | N | 0 | N | N
2172 | Brazos Electric Power Coop Inc | 55230 | Jack County | TX | Wise | CT4 | 3 | 2011 | 12 | 2006 | Bridgeport | TX | 345 | Brazos Electric Power Coop Inc | 2330 | Y | Y | Y | Y | N | 0 | N | N
2172 | Brazos Electric Power Coop Inc | 55230 | Jack County | TX | Wise | ST2 | 3 | 2011 | 12 | 2006 | Bridgeport | TX | 345 | Brazos Electric Power Coop Inc | 2330 | Y | Y | Y | Y | N | 0 | N | N
2522 | Buckeye Florida Ltd Partners | 50466 | Buckeye Florida LP | FL | Taylor | GEN6 | 1 | 2011 | 1 | 2011 | Perry | FL | 125 | Progress Energy Florida Inc | . | [5 empty] | .
2770 | Terra-Gen Operating Co LLC | 57282 | Alta Wind Energy Center I | CA | KERN | AW01 | 11 | 2010 | 9 | 2010 | Mojave | CA | 220 | Southern California Edison Co | 1835 | Y | N | Y | N | Y | . |  | Y
2770 | Terra-Gen Operating Co LLC | 57291 | Alta Wind Energy Center II | CA | KERN | AW02 | 11 | 2010 | 10 | 2010 | Mojave | CA | 220 | Southern California Edison Co | 1835 | Y | N | Y | N | Y | . |  | Y
2770 | Terra-Gen Operating Co LLC | 57292 | Alta Wind Energy Center III | CA | KERN | AW03 | 12 | 2010 | 12 | 2010 | Mojave | CA | 220 | Southern California Edison Co | 1835 | Y | N | Y | N | Y | . |  | Y
2770 | Terra-Gen Operating Co LLC | 57293 | Alta Wind Energy Center IV | CA | KERN | AW04 | 2 | 2011 | 2 | 2011 | Mojave | CA | 220 | Southern California Edison Co | 1314 | Y | N | Y | N | Y | . |  | Y
2770 | Terra-Gen Operating Co LLC | 57294 | Alta Wind Energy Center V | CA | KERN | AW05 | 3 | 2011 | 3 | 2011 | Mojave | CA | 220 | Southern California Edison Co | 2165 | Y | N | Y | N | Y | . |  | Y
2782 | Terra-Gen Operating Company | 10287 | Beowawe Power | NV | EUREKA | GEN2 | . | . | . | . |  |  | . |  | . | [5 empty] | .
3046 | Progress Energy Carolinas Inc | 7805 | Sherwood H Smith Jr Energy Complex | NC | Richmond | 10 | 6 | 2011 | 6 | 2011 | Hamlet | NC | 230 | Progress Energy Carolinas | 26000 | Y | Y | Y | N | N | . |  | N
3046 | Progress Energy Carolinas Inc | 7805 | Sherwood H Smith Jr Energy Complex | NC | Richmond | 9 | 6 | 2011 | 6 | 2011 | Hamlet | NC | 230 | Progress Energy Carolinas | 26000 | Y | Y | Y | N | N | . |  | N
3046 | Progress Energy Carolinas Inc | 7805 | Sherwood H Smith Jr Energy Complex | NC | Richmond | ST5 | 6 | 2011 | 6 | 2011 | Hamlet | NC | 230 | Progress Energy Carolinas | 26000 | Y | Y | Y | N | N | . |  | N
3179 | Caterpillar Inc | 50935 | Caterpillar | IN | Tippecanoe | ET2 | 2 | 2011 | . | . | Lafayette | IN | 138 | Duke Energy Indiana | 37 | N | N | Y | N | N | . | N | N
3179 | Caterpillar Inc | 50935 | Caterpillar | IN | Tippecanoe | ET3 | 1 | 2011 | . | . | Lafayette | IN | 138 | Duke Energy Indiana | 37 | N | N | Y | N | N | . | N | N
3179 | Caterpillar Inc | 50935 | Caterpillar | IN | Tippecanoe | ET1 | 3 | 2011 | . | . | Lafayette | IN | 138 | Duke Energy Indiana | 37 | N | N | Y | N | N | . | N | N
3265 | Cleco Power LLC | 1400 | Teche | LA | St Mary | 4 | 4 | 2011 | 1 | 2008 | Baldwin | LA | 138 | Cleco Power LLC | 628 | N | N | Y | Y | N | 0 | N | N
3453 | Chevron Refinery-Hawaii | 10194 | Hawaii Cogen | HI | Honolulu | GEN4 | 6 | 2011 | 6 | 2010 | Kapolei | HI | 12 | HECO | 0 | [5 empty] | 0 | N
4767 | Dane County Public Works | 55770 | Dane County Landfill #2 Rodefeld | WI | DANE | GEN6 | 1 | 2011 | . | . | Madison | WI | 13.8 | Madison Gas and Electric | 141 | Y | N | Y | N | N | . | N | N
4767 | Dane County Public Works | 55770 | Dane County Landfill #2 Rodefeld | WI | DANE | GEN7 | 1 | 2011 | . | . | Madison | WI | 13.8 | Madison Gas and Electric | 141 | Y | N | Y | N | N | . | N | N
5065 | Equistar Chemicals LP | 57884 | Lake Charles Polymers | LA | Calcasieu | G-900 | . | . | . | . |  |  | . |  | . | [5 empty] | .
5065 | Equistar Chemicals LP | 57884 | Lake Charles Polymers | LA | Calcasieu | G-901 | . | . | . | . |  |  | . |  | . | [5 empty] | .
5065 | Equistar Chemicals LP | 57884 | Lake Charles Polymers | LA | Calcasieu | G-902 | . | . | . | . |  |  | . |  | . | [5 empty] | .
5109 | Detroit Edison Co | 57421 | Gratiot Wind Park | MI | GRATIOT | 1 | 10 | 2011 | 2 | 2009 | Breckenridge | MI | 138 | Michigan Electric Transmisssion Company | 19432 | Y | Y | Y | Y | Y | 21240 | Y | Y
5416 | Duke Energy Carolinas, LLC | 2719 | Bridgewater | NC | Burke | 3 | 11 | 2011 | 2 | 2007 | Morganton | NC | 100 | Duke Energy | 2582 | Y | N | Y | Y | N | . |  | N
5416 | Duke Energy Carolinas, LLC | 2720 | Buck | NC | Rowan | ST10 | . | . | . | . |  |  | . |  | . | [5 empty] | .
5416 | Duke Energy Carolinas, LLC | 2720 | Buck | NC | Rowan | CT12 | . | . | . | . |  |  | . |  | . | [5 empty] | .
5416 | Duke Energy Carolinas, LLC | 2720 | Buck | NC | Rowan | CT11 | . | . | . | . |  |  | . |  | . | [5 empty] | .
5529 | City of Durant | 6220 | Durant | IA | Cedar | 8 | 5 | 2011 | 3 | 2010 | Durant | IA | 2.4 | Durant Municipal | 50 | N | N | Y | N | N | 0 |  | Y
5571 | East Bay Municipal Util Dist | 57696 | Power Generation Station (PGS) 2 | CA | Alameda | 1 | 11 | 2011 | 8 | 2009 | Oakland | CA | 12.5 | Pacific Gas & Electric Co | 1300 | N | N | Y | Y | N | 283 | Y | N
5701 | El Paso Electric Co | 3456 | Newman | TX | El Paso | 5CA1 | 2 | 2011 | 4 | 2002 | El Paso | TX | 115 | El Paso Electric Company | 3983 | Y | Y | Y | Y | N | . |  | N
5906 | EDF Renewable Services Inc | 57372 | Bellevue Solar Project | OR | Yamhill | INV-1 | 12 | 2011 | 6 | 2010 | Amity | OR | 12.5 | Portland General Electrric Company | 51 | Y | Y | Y | N | Y | 51 | N | N
5906 | EDF Renewable Services Inc | 57374 | Lakefield Wind Project LLC | MN | Jackson | LAKE1 | . | . | . | . |  |  | . |  | . | [5 empty] | .
5906 | EDF Renewable Services Inc | 57586 | Shiloh III Wind Project LLC | CA | Solano | 1 | 12 | 2011 | . | . | Lakefield | MN | 230 | Interstate Power and Light | 591 | Y | Y | Y | Y | Y | 0 | N | N
5906 | EDF Renewable Services Inc | 57652 | Yamhill Solar LLC | OR | Yamhill | 1 | 11 | 2011 | 8 | 2010 | Yamhill | OR | 12.5 | Portland General Electric | 44 | Y | Y | Y | Y | Y | 2 | N | Y
6452 | Florida Power & Light Co | 56407 | West County Energy Center | FL | Palm Beach | 3A | . | . | . | . | Loxahatchee | FL | 230 | NextEra | 2267 | Y | Y | Y | Y | N | 0 |  | Y
6452 | Florida Power & Light Co | 56407 | West County Energy Center | FL | Palm Beach | 3B | . | . | . | . | Loxahatchee | FL | 230 | NextEra | 2267 | Y | Y | Y | Y | N | 0 |  | Y
6452 | Florida Power & Light Co | 56407 | West County Energy Center | FL | Palm Beach | 3C | . | . | . | . | Loxahatchee | FL | 230 | NextEra | 2267 | Y | Y | Y | Y | N | 0 |  | Y
6452 | Florida Power & Light Co | 56407 | West County Energy Center | FL | Palm Beach | 3ST | . | . | . | . | Loxahatchee | FL | 230 | NextEra | 2267 | Y | Y | Y | Y | N | 0 |  | Y
6738 | Franklin Heating Station | 54224 | Franklin Heating Station | MN | Olmsted | DG5 | 6 | 2011 | 12 | 2010 | Rochester | MN | 13.8 | Mayo Clinic | 450 | Y | Y | Y | Y | N | 0 | N | N
7140 | Georgia Power Co | 710 | Jack McDonough | GA | Cobb | 4 | 6 | 2010 | 4 | 2009 | Smyrna | GA | 230 | Georgia Power Co | 8700 | Y | N | Y | Y | N | 22851 | N | N
7140 | Georgia Power Co | 710 | Jack McDonough | GA | Cobb | CT4A | 6 | 2010 | 4 | 2009 | Smyrna | GA | 230 | Georgia Power Co | 8700 | Y | N | Y | Y | N | 22851 | N | N
7140 | Georgia Power Co | 710 | Jack McDonough | GA | Cobb | CT4B | 6 | 2010 | 4 | 2009 | Smyrna | GA | 230 | Georgia Power Co | 8700 | Y | N | Y | Y | N | 22851 | N | N
7209 | The Gillette Company | 54225 | Gillette SBMC | MA | Suffolk | CTG3 | 2 | 2011 | 10 | 2010 | Boston | MA | 13.8 | NStar | 0 | N | N | Y | Y | N | 0 |  | N
7349 | Golden Spread Electric Cooperative, Inc | 57865 | Antelope Station | TX | Hale | E01 | 6 | 2011 | 6 | 2006 | Abernathy | TX | 230 | Southwestern Public Service Company | 282 | Y | Y | Y | Y | Y | 1057 | Y | N
7349 | Golden Spread Electric Cooperative, Inc | 57865 | Antelope Station | TX | Hale | E02 | 6 | 2011 | 6 | 2006 | Abernathy | TX | 230 | Southwestern Public Service Company | 282 | Y | Y | Y | Y | Y | 1057 | Y | N
7349 | Golden Spread Electric Cooperative, Inc | 57865 | Antelope Station | TX | Hale | E03 | 6 | 2011 | 6 | 2006 | Abernathy | TX | 230 | Southwestern Public Service Company | 282 | Y | Y | Y | Y | Y | 1057 | Y | N
7349 | Golden Spread Electric Cooperative, Inc | 57865 | Antelope Station | TX | Hale | E04 | 6 | 2011 | 6 | 2006 | Abernathy | TX | 230 | Southwestern Public Service Company | 282 | Y | Y | Y | Y | Y | 1057 | Y | N
7349 | Golden Spread Electric Cooperative, Inc | 57865 | Antelope Station | TX | Hale | E05 | 6 | 2011 | 6 | 2006 | Abernathy | TX | 230 | Southwestern Public Service Company | 282 | Y | Y | Y | Y | Y | 1057 | Y | N
7349 | Golden Spread Electric Cooperative, Inc | 57865 | Antelope Station | TX | Hale | E06 | 6 | 2011 | 6 | 2006 | Abernathy | TX | 230 | Southwestern Public Service Company | 282 | Y | Y | Y | Y | Y | 1057 | Y | N
7349 | Golden Spread Electric Cooperative, Inc | 57865 | Antelope Station | TX | Hale | E07 | 6 | 2011 | 6 | 2006 | Abernathy | TX | 230 | Southwestern Public Service Company | 282 | Y | Y | Y | Y | Y | 1057 | Y | N
7349 | Golden Spread Electric Cooperative, Inc | 57865 | Antelope Station | TX | Hale | E08 | 6 | 2011 | 6 | 2006 | Abernathy | TX | 230 | Southwestern Public Service Company | 282 | Y | Y | Y | Y | Y | 1057 | Y | N
7349 | Golden Spread Electric Cooperative, Inc | 57865 | Antelope Station | TX | Hale | E09 | 6 | 2011 | 6 | 2006 | Abernathy | TX | 230 | Southwestern Public Service Company | 282 | Y | Y | Y | Y | Y | 1057 | Y | N
7349 | Golden Spread Electric Cooperative, Inc | 57865 | Antelope Station | TX | Hale | E10 | 6 | 2011 | 6 | 2006 | Abernathy | TX | 230 | Southwestern Public Service Company | 282 | Y | Y | Y | Y | Y | 1057 | Y | N
7349 | Golden Spread Electric Cooperative, Inc | 57865 | Antelope Station | TX | Hale | E11 | 6 | 2011 | 6 | 2006 | Abernathy | TX | 230 | Southwestern Public Service Company | 282 | Y | Y | Y | Y | Y | 1057 | Y | N
7349 | Golden Spread Electric Cooperative, Inc | 57865 | Antelope Station | TX | Hale | E12 | 6 | 2011 | 6 | 2006 | Abernathy | TX | 230 | Southwestern Public Service Company | 282 | Y | Y | Y | Y | Y | 1057 | Y | N
7349 | Golden Spread Electric Cooperative, Inc | 57865 | Antelope Station | TX | Hale | E13 | 6 | 2011 | 6 | 2006 | Abernathy | TX | 230 | Southwestern Public Service Company | 282 | Y | Y | Y | Y | Y | 1057 | Y | N
7349 | Golden Spread Electric Cooperative, Inc | 57865 | Antelope Station | TX | Hale | E14 | 6 | 2011 | 6 | 2006 | Abernathy | TX | 230 | Southwestern Public Service Company | 282 | Y | Y | Y | Y | Y | 1057 | Y | N
7349 | Golden Spread Electric Cooperative, Inc | 57865 | Antelope Station | TX | Hale | E15 | 6 | 2011 | 6 | 2006 | Abernathy | TX | 230 | Southwestern Public Service Company | 282 | Y | Y | Y | Y | Y | 1057 | Y | N
7349 | Golden Spread Electric Cooperative, Inc | 57865 | Antelope Station | TX | Hale | E16 | 6 | 2011 | 6 | 2006 | Abernathy | TX | 230 | Southwestern Public Service Company | 282 | Y | Y | Y | Y | Y | 1057 | Y | N
7349 | Golden Spread Electric Cooperative, Inc | 57865 | Antelope Station | TX | Hale | E17 | 6 | 2011 | 6 | 2006 | Abernathy | TX | 230 | Southwestern Public Service Company | 282 | Y | Y | Y | Y | Y | 1057 | Y | N
7349 | Golden Spread Electric Cooperative, Inc | 57865 | Antelope Station | TX | Hale | E18 | 6 | 2011 | 6 | 2006 | Abernathy | TX | 230 | Southwestern Public Service Company | 282 | Y | Y | Y | Y | Y | 1057 | Y | N
7349 | Golden Spread Electric Cooperative, Inc | 57866 | Golden Spread Panhandle Wnd Rch | TX | Oldham | PWR | 7 | 2011 | 9 | 2002 | Bushland | TX | 230 | Southwestern Public Service Company | 6185 | Y | Y | Y | Y | Y | 227 | Y | N
7626 | City of Greenfield | 7856 | North | IA | Adair | 3 | 10 | 2011 | 6 | 2010 | Greenfield | IA | 12.47 | City of Greenfield | 0 | N | N | N | N | N | 0 | N | N
7626 | City of Greenfield | 7856 | North | IA | Adair | 4 | 10 | 2011 | 6 | 2010 | Greenfield | IA | 12.47 | City of Greenfield | 0 | N | N | N | N | N | 0 | N | N
8245 | City of Hastings - (NE) | 60 | Whelan Energy Center | NE | Adams | 2 | 5 | 2011 | 9 | 2004 | Hastings | NE | 115 | Hastings Utilities | 5995 | Y | Y | Y | Y | N | 16809 | N | N
8785 | Homestretch Geothermal LLC | 55988 | Wabuska | NV | Lyon | 4 | 8 | 2011 | 11 | 2009 | 15 Julian Lane | NV | 24.9 | NV Energy | 150 | N | Y | Y | N | N | 0 | N | N
8785 | Homestretch Geothermal LLC | 55988 | Wabuska | NV | Lyon | 6 | 8 | 2011 | 11 | 2009 | 15 Julian Lane | NV | 24.9 | NV Energy | 150 | N | Y | Y | N | N | 0 | N | N
8785 | Homestretch Geothermal LLC | 55988 | Wabuska | NV | Lyon | 7 | 8 | 2011 | 11 | 2009 | 15 Julian Lane | NV | 24.9 | NV Energy | 150 | N | Y | Y | N | N | 0 | N | N
8785 | Homestretch Geothermal LLC | 55988 | Wabuska | NV | Lyon | 5 | 9 | 2011 | 11 | 2009 | 15 Julian Lane | NV | 24.9 | NV Energy | 150 | N | Y | Y | N | N | 0 | N | N
8847 | City of Hopkinton | 8108 | Hopkinton | IA | Delaware | CAT | 9 | 2011 | . | . | HOPKINTON | IA | 34.5 | CITY OF HOPKINTON | 0 | [5 empty] | 0 |  | N
9442 | Town of Ipswich | 57855 | Ipswich Wind Turbine | MA | Essex | 1 | 5 | 2011 | 5 | 2011 | Ipswich | MA | 13.2 | Ipswich Municipal Light Department | 410 | Y | Y | Y | N | Y | 0 | N | N
9617 | JEA | 56799 | Greenland Energy Center | FL | Duval | 1 | 6 | 2011 | 1 | 2011 | Jacksonville | FL | 230 | JEA | 8850 | N | Y | Y | Y | N | . | N | N
9617 | JEA | 56799 | Greenland Energy Center | FL | Duval | 2 | 6 | 2011 | 3 | 2011 | Jacksonville | FL | 230 | JEA | 8743 | N | Y | Y | Y | N | . | N | N
10376 | Kissimmee Utility Authority | 7238 | Cane Island | FL | Osceola | 4 | 2 | 2011 | . | . | Intercession City | FL | 230 | Kissimmee Utilty Authority | 21000 | Y | Y | Y | Y | N | 0 | N | N
10376 | Kissimmee Utility Authority | 7238 | Cane Island | FL | Osceola | 4A | 5 | 2011 | . | . | Intercession City | FL | 230 | Kissimmee Utility Authority | 21000 | Y | Y | Y | Y | N | 0 | N | N
10393 | PUD No 1 of Klickitat County | 7832 | Roosevelt Biogas 1 | WA | Klickitat | 7 | 11 | 2010 | 8 | 2010 | Roosevelt | WA | 115 | Klickitat PUD | 1000 | Y | Y | Y | Y | N | 0 | N | N
10393 | PUD No 1 of Klickitat County | 7832 | Roosevelt Biogas 1 | WA | Klickitat | 8 | 11 | 2010 | 8 | 2010 | Roosevelt | WA | 115 | Klickitat PUD | 1000 | Y | Y | Y | Y | N | 0 | N | N
10393 | PUD No 1 of Klickitat County | 7832 | Roosevelt Biogas 1 | WA | Klickitat | 9 | 11 | 2010 | 8 | 2010 | Roosevelt | WA | 115 | Klickitat PUD | 1000 | Y | Y | Y | Y | N | 0 | N | N
10650 | City of Lamoni | 1155 | Lamoni Municipal Utilities | IA | Decatur | 7 | 5 | 2011 | 5 | 2011 | LAMONI | IA | 34.5 | CIPCO | 300 | N | N | Y | Y | N | 0 | N | Y
10650 | City of Lamoni | 1155 | Lamoni Municipal Utilities | IA | Decatur | 8 | 5 | 2011 | 5 | 2011 | LAMONI | IA | 34.5 | CIPCO | 300 | N | N | Y | Y | N | 0 | N | Y
11118 | Lockhart Power Co | 57885 | Wellford Renewable Energy Plant | SC | Spartanburg | LFG1 | 5 | 2011 | 1 | 2010 | Spartanburg | SC | 12.47 | Duke Power | 102 | Y | N | Y | N | N | . |  | N
11118 | Lockhart Power Co | 57886 | City West Diesel Plant | SC | Union | DI1 | 3 | 2006 | 1 | 2006 | Union | SC | 34.5 | Lockhart Power Co. | 25 | Y | N | Y | N | N | . |  | N
11118 | Lockhart Power Co | 57886 | City West Diesel Plant | SC | Union | DI2 | 3 | 2006 | 1 | 2006 | Union | SC | 34.5 | Lockhart Power Co. | 25 | Y | N | Y | N | N | . |  | N
11118 | Lockhart Power Co | 57886 | City West Diesel Plant | SC | Union | DI3 | 3 | 2006 | 1 | 2006 | Union | SC | 34.5 | Lockhart Power Co. | 25 | Y | N | Y | N | N | . |  | N
11118 | Lockhart Power Co | 57886 | City West Diesel Plant | SC | Union | DI4 | 3 | 2006 | 1 | 2006 | Union | SC | 34.5 | Lockhart Power Co. | 25 | Y | N | Y | N | N | . |  | N
11204 | Los Alamos County | 7789 | Abiquiu Dam | NM | Rio Arriba | 3 | 5 | 2011 | 5 | 2011 | Abiquiu | NM | 69 | Tri-State G&T Assn, Inc | 0 | N | N | N | N | N | 0 | N | N
11208 | Los Angeles Department of Water & Power | 57310 | 1420 Coil Av #C | CA | Los Angeles | 1 | . | . | . | . | Wilmington | CA | 0.48 | LADWP | . | [5 empty] | .
11249 | Louisville Gas & Electric Co | 6071 | Trimble County | KY | Trimble | 2 | 1 | 2011 | 1 | 2011 | Bedford | KY | 345 | Louisville Gas & Electric Co | 100780 | Y | Y | Y | Y | N | . |  | Y
11740 | City of Marshfield - (WI) | 56480 | Marshfield Utilities Gas Plant | WI | WOOD | M1 | 2 | 2011 | . | . | Marshfield | WI | 115 | American Transmission Company | 6060 | Y | Y | Y | Y | N | 0 | N | Y
11804 | Massachusetts Electric Co | 57265 | Dorchester Solar Site | MA | Suffolk | 1 | 12 | 2011 | 9 | 2009 | Dorchester | MA | 12.47 | NSTAR | 60 | Y | N | Y | N | N | 0 | N | N
11806 | Massachusetts Mun Wholes Electric Co | 57721 | Berkshire Wind Power Project | MA | Berkshire | BWP | 5 | 2011 | 10 | 2000 | Lanesborough | MA | 23 | WMECo | 2700 | Y | Y | Y | Y | N | 3600 | N | Y
12119 | McGrath Light & Power Co | 6555 | McGrath | AK | Yukon-Koyukuk | 4A | 2 | 2011 | . | . | McGrath | AK | 2.4 | McGrath Light & Power | 0 | N | N | N | N | N | 0 | N | N
12119 | McGrath Light & Power Co | 6555 | McGrath | AK | Yukon-Koyukuk | 3A | 2 | 2011 | . | . | McGrath | AK | 2.4 | McGrath Light & Power | 0 | N | N | N | N | N | 0 | N | N
12341 | MidAmerican Energy Co | 56501 | Pomeroy Wind Farm | IA | Pocahontas | PWF4 | 7 | 2011 | 1 | 2008 | Pomeroy | IA | 161 | MidAmerican Energy Company | 0 | N | N | N | N | N | 0 | N | N
12341 | MidAmerican Energy Co | 57500 | Laurel Wind Farm | IA | Marshall | LWF | 12 | 2011 | 6 | 2008 | Laural | IA | 161 | ITC Midwest | 283 | N | N | Y | Y | Y | 3469 | Y | N
12341 | MidAmerican Energy Co | 57501 | Rolling Hills Wind Farm | IA | Cass | RHWF | 12 | 2011 | 2 | 2007 | Masscena | IA | 345 | MidAmerican Energy Company | 2099 | Y | N | Y | Y | Y | 9918 | Y | N
12667 | Minnesota Municipal Power Agny | 57432 | Oak Glen Wind Farm | MN | Steele | 1 | 7 | 2011 | 2 | 2006 | Blooming Prairie | MN | 69 | ITC Midwest, LLC | 5900 | Y | Y | Y | Y | N | 0 | N | N
12745 | Modesto Irrigation District | 7266 | Woodland | CA | Stanislaus | 3A | 6 | 2011 | 9 | 2009 | Modesto | CA | 69 | Modesto Irrigation District | 1650 | Y | Y | Y | Y | N | 450 | N | N
12745 | Modesto Irrigation District | 7266 | Woodland | CA | Stanislaus | 3B | 6 | 2011 | 9 | 2009 | Modesto | CA | 69 | Modesto Irrigation District | 1650 | Y | Y | Y | Y | N | 450 | N | N
12745 | Modesto Irrigation District | 7266 | Woodland | CA | Stanislaus | 3C | 6 | 2011 | 9 | 2009 | Modesto | CA | 69 | Modesto Irrigation District | 1650 | Y | Y | Y | Y | N | 450 | N | N
12745 | Modesto Irrigation District | 7266 | Woodland | CA | Stanislaus | 3D | 6 | 2011 | 9 | 2009 | Modesto | CA | 69 | Modesto Irrigation District | 1650 | Y | Y | Y | Y | N | 450 | N | N
12745 | Modesto Irrigation District | 7266 | Woodland | CA | Stanislaus | 3E | 6 | 2011 | 9 | 2009 | Modesto | CA | 69 | Modesto Irrigation District | 1650 | Y | Y | Y | Y | N | 450 | N | N
12745 | Modesto Irrigation District | 7266 | Woodland | CA | Stanislaus | 3F | 6 | 2011 | 9 | 2009 | Modesto | CA | 69 | Modesto Irrigation District | 1650 | Y | Y | Y | Y | N | 450 | N | N
12894 | City of Moorhead - (MN) | 1995 | Moorhead | MN | Clay | 1 | . | . | . | . | Moorhead | MN | 115 | Moorhead Public Service | 33 | Y | N | Y | N | Y | 0 |  | Y
12894 | City of Moorhead - (MN) | 1995 | Moorhead | MN | Clay | 2 | . | . | . | . | Moorhead | MN | 115 | Moorhead Public Service | 33 | Y | N | Y | N | Y | 0 |  | Y
12894 | City of Moorhead - (MN) | 1995 | Moorhead | MN | Clay | 3 | . | . | . | . | Moorhead | MN | 115 | Moorhead Public Service | 33 | Y | N | Y | N | Y | 0 |  | Y
12894 | City of Moorhead - (MN) | 1995 | Moorhead | MN | Clay | 4 | . | . | . | . | Moorhead | MN | 115 | Moorhead Public Service | 33 | Y | N | Y | N | Y | 0 |  | Y
12894 | City of Moorhead - (MN) | 1995 | Moorhead | MN | Clay | 5 | . | . | . | . | Moorhead | MN | 115 | Moorhead Public Service | 33 | Y | N | Y | N | Y | 0 |  | Y
12981 | Motiva Enterprises LLC | 50973 | Motiva Enterprises Port Arthur Refinery | TX | Jefferson | GN41 | 12 | 2011 | 7 | 2006 | Port Arthur | TX | 230 | Motiva Ent LLC | 1800 | Y | Y | Y | Y | Y | 166 | N | N
12981 | Motiva Enterprises LLC | 50973 | Motiva Enterprises Port Arthur Refinery | TX | Jefferson | GN42 | 11 | 2011 | 7 | 2006 | Port Arthur | TX | 230 | Motiva Ent LLC | 1800 | Y | Y | Y | Y | Y | 166 | N | N
12981 | Motiva Enterprises LLC | 50973 | Motiva Enterprises Port Arthur Refinery | TX | Jefferson | GN43 | 11 | 2011 | 7 | 2006 | Port Arthur | TX | 230 | Motiva Ent LLC | 1800 | Y | Y | Y | Y | Y | 166 | N | N
12981 | Motiva Enterprises LLC | 50973 | Motiva Enterprises Port Arthur Refinery | TX | Jefferson | GN44 | 10 | 2011 | 7 | 2006 | Port Arthur | TX | 230 | Motiva Ent LLC | 1800 | Y | Y | Y | Y | Y | 166 | N | N
13407 | Nevada Power Co | 7082 | Harry Allen | NV | Clark | 5 | 7 | 2010 | . | . | Las Vegas | NV | 525 | Nevada Power Co. | 1185 | Y | N | Y | N | Y | . |  | N
13407 | Nevada Power Co | 7082 | Harry Allen | NV | Clark | 6 | 7 | 2010 | . | . | Las Vegas | NV | 525 | Nevada Power Co. | 1185 | Y | N | Y | N | Y | . |  | N
13407 | Nevada Power Co | 7082 | Harry Allen | NV | Clark | 7 | 7 | 2010 | . | . | Las vegas | NV | 525 | Nevada Power Co. | 1185 | Y | N | Y | N | Y | . |  | N
13504 | New Hanover County | 50271 | New Hanover County WASTEC | NC | New Hanover | 1TGB | 2 | 2011 | 2 | 2011 | Wilmington | NC | 23 | Progress Energy | 0 | N | N | N | N | N | 0 |  | N
13681 | North Branch Water & Light Comm | 2002 | North Branch | MN | Chisago | 5 | 10 | 2011 | 4 | 2010 | North Branch | MN | 12.47 | SMMPA | 162 | N | N | Y | Y | Y | 0 | N | N
13681 | North Branch Water & Light Comm | 2002 | North Branch | MN | Chisago | 6 | 10 | 2011 | 4 | 2010 | North Branch | MN | 12.47 | SMMPA | 162 | N | N | Y | Y | Y | 0 | N | N
13681 | North Branch Water & Light Comm | 2002 | North Branch | MN | Chisago | 7 | 10 | 2011 | 4 | 2010 | North Branch | MN | 12.47 | SMMPA | 162 | N | N | Y | Y | Y | 0 | N | N
14199 | City of Osage City | 1313 | Osage City | KS | OSAGE | IC3 | 5 | 2011 | 5 | 2011 | Osage City | KS | 115 | Westar Energy Inc | 125 | N | N | N | N | N | 0 | N | N
14328 | Pacific Gas & Electric Co | 246 | Humboldt Bay | CA | Humboldt | IC3 | 3 | 2011 | 7 | 2010 | Eureka | CA | 60 | Pacific Gas and Electric Co. | 798 | Y | Y | Y | Y | N | 0 | N | N
14328 | Pacific Gas & Electric Co | 57042 | CSU East Bay | CA | Alameda | 1 | 8 | 2011 | 7 | 2011 | Castro Valley | CA | 12 | Pacific Gas and Electric Co. | 734 | Y | Y | Y | N | N | 0 | N | N
14328 | Pacific Gas & Electric Co | 57043 | SF State University | CA | San Francisco | 1 | 7 | 2011 | 7 | 2011 | Daly City | CA | 12 | Pacific Gas and Electric Co. | 126 | Y | Y | Y | N | N | 0 | N | N
14328 | Pacific Gas & Electric Co | 57043 | SF State University | CA | San Francisco | 2 | 7 | 2011 | 7 | 2011 | Daly City | CA | 12 | Pacific Gas and Electric Co. | 885 | Y | Y | Y | N | N | 0 | N | N
14328 | Pacific Gas & Electric Co | 57497 | Stroud Solar Station | CA | Fresno | 1 | 9 | 2011 | 12 | 2009 | Helm | CA | 12 | Pacific Gas and Electric Co. | 749 | Y | N | Y | N | Y | 771 | N | N
14328 | Pacific Gas & Electric Co | 57498 | Five Points Solar Station | CA | Fresno | 1 | 9 | 2011 | 10 | 2009 | Five Points | CA | 12 | Pacific Gas and Electric Co. | 727 | Y | N | Y | N | Y | 793 | N | N
14328 | Pacific Gas & Electric Co | 57499 | Westside Solar Station | CA | Fresno | 1 | 9 | 2011 | 10 | 2009 | Five Points | CA | 12 | Pacific Gas and Electric Co. | 749 | Y | N | Y | N | Y | 1513 | N | N
14624 | PUD No 2 of Grant County | 3888 | Wanapum | WA | Grant | 7A | 4 | 2011 | . | . | Beverly | WA | 230 | GCPUD | 0 | Y | Y | Y | Y | N | 0 | N | N
14840 | City of Peru - (IL) | 955 | Peru | IL | La Salle | 11 | . | . | . | . | Peru | IL | 138 | Peru | 0 | Y | Y | Y | Y | Y | 0 | N | N
14840 | City of Peru - (IL) | 955 | Peru | IL | La Salle | 12 | . | . | . | . | Peru | IL | 138 | Peru | 0 | Y | Y | Y | Y | Y | 0 | N | N
14840 | City of Peru - (IL) | 955 | Peru | IL | La Salle | 13 | . | . | . | . | Peru | IL | 138 | Peru | 0 | Y | Y | Y | Y | Y | 0 | N | N
14840 | City of Peru - (IL) | 955 | Peru | IL | La Salle | 14 | . | . | . | . | Peru | IL | 138 | Peru | 0 | Y | Y | Y | Y | Y | 0 | N | N
14840 | City of Peru - (IL) | 955 | Peru | IL | La Salle | 15 | . | . | . | . | Peru | IL | 138 | Peru | 0 | Y | Y | Y | Y | Y | 0 | N | N
14840 | City of Peru - (IL) | 955 | Peru | IL | La Salle | 16 | . | . | . | . | Peru | IL | 138 | Peru | 0 | Y | Y | Y | Y | Y | 0 | N | N
14840 | City of Peru - (IL) | 955 | Peru | IL | La Salle | 17 | . | . | . | . | Peru | IL | 138 | Peru | 0 | Y | Y | Y | Y | Y | 0 | N | N
15399 | Iberdrola Renewables Inc | 57287 | Hardscrabble Wind Power LLC | NY | Herkimer | 1 | 9 | 2010 | 10 | 2008 | Herkimer | NY | 115 | NGRID | 180 | N | N | Y | Y | N | 0 | N | Y
15399 | Iberdrola Renewables Inc | 57317 | San Luis Valley Solar Ranch | CO | Alamosa | 1 | 10 | 2011 | 1 | 2011 | Alamosa | CO | 115 | SRP | . | [5 empty] | . | N | Y
15399 | Iberdrola Renewables Inc | 57318 | Copper Crossing Solar LLC | AZ | GILA | 1 | 10 | 2011 | 1 | 2011 | Pinal | AZ | 69 | SRP | 0 | N | N | N | N | N | 0 | N | Y
15399 | Iberdrola Renewables Inc | 57319 | Big Horn Wind II | WA | Klickitat | 1 | 12 | 2010 | 5 | 2010 | Bickleton | WA | 230 | BPA | 300 | N | N | N | Y | N | 0 | N | Y
15399 | Iberdrola Renewables Inc | 57320 | Juniper Canyon I Wind Project | WA | Klickitat | 1 | 12 | 2010 | 1 | 2010 | Bickleton | WA | 230 | BPA | 200 | N | N | N | Y | N | 0 | N | Y
15399 | Iberdrola Renewables Inc | 57333 | Leaning Juniper Wind Power II | OR | Gilliam | 1 | 1 | 2010 | 2 | 2009 | Gilliam | OR | 230 | BPA | 200 | N | N | N | Y | N | 0 | N | Y
15458 | PPL Holtwood LLC | 3145 | PPL Holtwood | PA | Lancaster | HW11 | 6 | 2011 | 3 | 2006 | Holtwood | PA | 69 | PPL Electric Utilities | 1453 | N | N | N | N | Y | 0 | N | N
15458 | PPL Holtwood LLC | 3145 | PPL Holtwood | PA | Lancaster | HW13 | 6 | 2011 | 3 | 2006 | Holtwood | PA | 69 | PPL Electric Utilities | 1453 | N | N | N | N | Y | 0 | N | N
15477 | Public Service Elec & Gas Co | 57384 | Matrix Buildings A&B (Perth Amboy) Solar | NJ | Middlesex | MATR | 1 | 2011 | 10 | 2009 | South Brunswick | NJ | 13 | PSE&G | 201 | Y | Y | Y | N | N | 0 | N | N
15477 | Public Service Elec & Gas Co | 57588 | Matrix Stults Road Solar Facility | NJ | Middlesex | STULT | 5 | 2011 | 10 | 2010 | South Brunswick | NJ | 13 | PSE&G | 201 | Y | Y | Y | N | N | 0 |  | N
15477 | Public Service Elec & Gas Co | 57724 | NJMC Landfill | NJ | Hudson | NJMC | 12 | 2011 | 9 | 2009 | Kearny | NJ | 13 | PSE&G | 337 | Y | Y | Y | N | N | 0 |  | N
15477 | Public Service Elec & Gas Co | 57728 | Mill Creek Solar | NJ | Burlington | MILLC | 11 | 2011 | 4 | 2011 | Burlington | NJ | 13 | PSE&G | 257 | Y | Y | Y | N | N | 0 |  | N
15783 | City of Redding | 7307 | Redding Power | CA | Shasta | 6 | 8 | 2011 | . | . | Redding | CA | 115 | City of Redding | 2498 | N | Y | Y | Y | Y | 0 | N | N
16088 | City of Riverside - (CA) | 56143 | Riverside Energy Resource Center | CA | Riverside | 3 | 4 | 2011 | 5 | 2008 | Riverside | CA | 69 | Riverside Public Utilities | 250 | Y | N | Y | Y | N | 0 |  | N
16088 | City of Riverside - (CA) | 56143 | Riverside Energy Resource Center | CA | Riverside | 4 | 4 | 2011 | 5 | 2008 | Riverside | CA | 69 | Riverside Public Utilities | 250 | Y | N | Y | Y | N | 0 |  | N
16098 | Rio Grande Valley Sugar Growers, Inc. | 54338 | Rio Grande Valley Sugar Growers | TX | Hidalgo | GENE | 9 | 2011 | . | . | Santa Rosa | TX | 12.5 | AEP | 306 | N | N | Y | N | N | 0 | N | N
17470 | Snohomish County PUD No 1 | 57763 | Youngs Creek Hydroelectric Project | WA | Snohomish | 1 | 11 | 2011 | 3 | 2010 | Sultan | WA | 12.47 | Snohomish PUD | 5200 | Y | N | Y | Y | Y | 0 | N | N
17543 | South Carolina Pub Serv Auth | 57945 | Berkeley County Landfill | SC | Berkeley | B1 | 2 | 2011 | 8 | 2007 | Moncks Corner | SC | 12.5 | Berkeley Electric Coop Inc | 168 | Y | Y | Y | Y | N | . | N | N
17543 | South Carolina Pub Serv Auth | 57945 | Berkeley County Landfill | SC | Berkeley | B2 | 2 | 2011 | 8 | 2007 | Moncks Corner | SC | 12.5 | Berkeley Electric Coop Inc | 168 | Y | Y | Y | Y | N | . | N | N
17609 | Southern California Edison Co | 6704 | Pebbly Beach | CA | Los Angeles | MT01 | 12 | 2011 | . | . | Avalon | CA | 12 | Southern California Edison Co | 6 | Y | Y | Y | N | N | . |  | N
17609 | Southern California Edison Co | 6704 | Pebbly Beach | CA | Los Angeles | MT02 | 12 | 2011 | . | . | Avalon | CA | 12 | Southern California Edison Co | . | Y | Y | Y | N | N | . |  | N
17609 | Southern California Edison Co | 6704 | Pebbly Beach | CA | Los Angeles | MT03 | 12 | 2011 | . | . | Avalon | CA | 12 | Southern California Edison Co | . | Y | Y | Y | N | N | . |  | N
17609 | Southern California Edison Co | 6704 | Pebbly Beach | CA | Los Angeles | MT04 | 12 | 2011 | . | . | Avalon | CA | 12 | Southern California Edison Co | . | Y | Y | Y | N | N | . |  | N
17609 | Southern California Edison Co | 6704 | Pebbly Beach | CA | Los Angeles | MT05 | 12 | 2011 | . | . | Avalon | CA | 12 | Southern California Edison Co | . | Y | Y | Y | N | N | . |  | N
17609 | Southern California Edison Co | 6704 | Pebbly Beach | CA | Los Angeles | MT06 | 12 | 2011 | . | . | Avalon | CA | 12 | Southern California Edison Co | . | Y | Y | Y | N | N | . |  | N
17609 | Southern California Edison Co | 6704 | Pebbly Beach | CA | Los Angeles | MT07 | 12 | 2011 | . | . | Avalon | CA | 12 | Southern California Edison Co | . | Y | Y | Y | N | N | . |  | N
17609 | Southern California Edison Co | 6704 | Pebbly Beach | CA | Los Angeles | MT08 | 12 | 2011 | . | . | Avalon | CA | 12 | Southern California Edison Co | . | Y | Y | Y | N | N | . |  | N
17609 | Southern California Edison Co | 6704 | Pebbly Beach | CA | Los Angeles | MT09 | 12 | 2011 | . | . | Avalon | CA | 12 | Southern California Edison Co | . | Y | Y | Y | N | N | . |  | N
17609 | Southern California Edison Co | 6704 | Pebbly Beach | CA | Los Angeles | MT10 | 12 | 2011 | . | . | Avalon | CA | 12 | Southern California Edison Co | . | Y | Y | Y | N | N | . |  | N
17609 | Southern California Edison Co | 6704 | Pebbly Beach | CA | Los Angeles | MT11 | 12 | 2011 | . | . | Avalon | CA | 12 | Southern California Edison Co | . | Y | Y | Y | N | N | . |  | N
17609 | Southern California Edison Co | 6704 | Pebbly Beach | CA | Los Angeles | MT12 | 12 | 2011 | . | . | Avalon | CA | 12 | Southern California Edison Co | . | Y | Y | Y | N | N | . |  | N
17609 | Southern California Edison Co | 6704 | Pebbly Beach | CA | Los Angeles | MT13 | 12 | 2011 | . | . | Avalon | CA | 12 | Southern California Edison Co | . | Y | Y | Y | N | N | . |  | N
17609 | Southern California Edison Co | 6704 | Pebbly Beach | CA | Los Angeles | MT16 | 12 | 2011 | . | . | Avalon | CA | 12 | Southern California Edison Co | . | Y | Y | Y | N | N | . |  | N
17609 | Southern California Edison Co | 6704 | Pebbly Beach | CA | Los Angeles | MT18 | 12 | 2011 | . | . | Avalon | CA | 12 | Southern California Edison Co | . | Y | Y | Y | N | N | . |  | N
17609 | Southern California Edison Co | 6704 | Pebbly Beach | CA | Los Angeles | MT21 | 12 | 2011 | . | . | Avalon | CA | 12 | Southern California Edison Co | . | Y | Y | Y | N | N | . |  | N
17609 | Southern California Edison Co | 6704 | Pebbly Beach | CA | Los Angeles | MT23 | 12 | 2011 | . | . | Avalon | CA | 12 | Southern California Edison Co | . | Y | Y | Y | N | N | . |  | N
17609 | Southern California Edison Co | 6704 | Pebbly Beach | CA | Los Angeles | MT14 | 12 | 2011 | . | . | Avalon | CA | 12 | Southern California Edison Co | . | Y | Y | Y | N | N | . |  | N
17609 | Southern California Edison Co | 6704 | Pebbly Beach | CA | Los Angeles | MT15 | 12 | 2011 | . | . | Avalon | CA | 12 | Southern California Edison Co | . | Y | Y | Y | N | N | . |  | N
17609 | Southern California Edison Co | 6704 | Pebbly Beach | CA | Los Angeles | MT17 | 12 | 2011 | . | . | Avalon | CA | 12 | Southern California Edison Co | . | Y | Y | Y | N | N | . |  | N
17609 | Southern California Edison Co | 6704 | Pebbly Beach | CA | Los Angeles | MT19 | 12 | 2011 | . | . | Avalon | CA | 12 | Southern California Edison Co | . | Y | Y | Y | N | N | . |  | N
17609 | Southern California Edison Co | 6704 | Pebbly Beach | CA | Los Angeles | MT20 | 12 | 2011 | . | . | Avalon | CA | 12 | Southern California Edison Co | . | Y | Y | Y | N | N | . |  | N
17609 | Southern California Edison Co | 6704 | Pebbly Beach | CA | Los Angeles | MT22 | 12 | 2011 | . | . | Avalon | CA | 12 | Southern California Edison Co | . | Y | Y | Y | N | N | . |  | N
17609 | Southern California Edison Co | 6704 | Pebbly Beach | CA | Los Angeles | MT24 | 12 | 2011 | . | . | Avalon | CA | 12 | Southern California Edison Co | . | Y | Y | Y | N | N | . |  | N
17609 | Southern California Edison Co | 6704 | Pebbly Beach | CA | Los Angeles | MT25 | 12 | 2011 | . | . | Avalon | CA | 12 | Southern California Edison Co | . | Y | Y | Y | N | N | . |  | N
17609 | Southern California Edison Co | 57217 | Solar Photovoltaic Project #03 | CA | SAN BERNARDINO | S003A | 7 | 2010 | 8 | 2009 | Rialto | CA | 12 | Southern California Edison Co | 118 | N | Y | N | N | Y | . |  | N
17609 | Southern California Edison Co | 57217 | Solar Photovoltaic Project #03 | CA | SAN BERNARDINO | S003B | 7 | 2010 | 8 | 2009 | Rialto | CA | 12 | Southern California Edison Co | 118 | N | Y | N | N | Y | . |  | N
17609 | Southern California Edison Co | 57220 | Solar Photovoltaic Project #06 | CA | SAN BERNARDINO | S006A | 1 | 2011 | 8 | 2010 | Ontario | CA | 12 | Southern California Edison Co | 29 | N | N | N | Y | Y | . |  | N
17609 | Southern California Edison Co | 57220 | Solar Photovoltaic Project #06 | CA | SAN BERNARDINO | S006B | 1 | 2011 | 8 | 2010 | Ontario | CA | 12 | Southern California Edison Co | 29 | N | N | N | Y | Y | . |  | N
17609 | Southern California Edison Co | 57220 | Solar Photovoltaic Project #06 | CA | SAN BERNARDINO | S006C | 1 | 2011 | 8 | 2010 | Ontario | CA | 12 | Southern California Edison Co | 29 | N | N | N | Y | Y | . |  | N
17609 | Southern California Edison Co | 57220 | Solar Photovoltaic Project #06 | CA | SAN BERNARDINO | S006D | 1 | 2011 | 8 | 2010 | Ontario | CA | 12 | Southern California Edison Co | 29 | N | N | N | Y | Y | . |  | N
17609 | Southern California Edison Co | 57222 | Solar Photovoltaic Project #08 | CA | SAN BERNARDINO | S008A | 12 | 2010 | 8 | 2009 | Ontario | CA | 12 | Southern California Edison Co | 30 | N | N | N | Y | Y | . |  | N
17609 | Southern California Edison Co | 57222 | Solar Photovoltaic Project #08 | CA | SAN BERNARDINO | S008B | 12 | 2010 | 8 | 2009 | Ontario | CA | 12 | Southern California Edison Co | 30 | N | N | N | Y | Y | . |  | N
17609 | Southern California Edison Co | 57222 | Solar Photovoltaic Project #08 | CA | SAN BERNARDINO | S008C | 12 | 2010 | 8 | 2009 | Ontario | CA | 12 | Southern California Edison Co | 30 | N | N | N | Y | Y | . |  | N
17609 | Southern California Edison Co | 57222 | Solar Photovoltaic Project #08 | CA | SAN BERNARDINO | S008D | 12 | 2010 | 8 | 2009 | Ontario | CA | 12 | Southern California Edison Co | 30 | N | N | N | Y | Y | . |  | N
17609 | Southern California Edison Co | 57223 | Solar Photovoltaic Project #09 | CA | SAN BERNARDINO | S009A | 1 | 2011 | 8 | 2009 | Ontario | CA | 12 | Southern California Edison Co | 106 | N | Y | N | N | Y | . |  | N
17609 | Southern California Edison Co | 57223 | Solar Photovoltaic Project #09 | CA | SAN BERNARDINO | S009B | 1 | 2011 | 8 | 2009 | Ontario | CA | 12 | Southern California Edison Co | 106 | N | Y | N | N | Y | . |  | N
17609 | Southern California Edison Co | 57226 | Solar Photovoltaic Project #12 | CA | SAN BERNARDINO | S012A | 12 | 2010 | 8 | 2009 | Ontario | CA | 12 | Southern California Edison Co | 101 | N | Y | N | Y | Y | . |  | N
17609 | Southern California Edison Co | 57237 | Solar Photovoltaic Project #22 | CA | San Bernardino | S022A | 11 | 2010 | 8 | 2009 | Redlands | CA | 12 | Southern California Edison Co | 25 | N | N | N | N | Y | . |  | N
17609 | Southern California Edison Co | 57237 | Solar Photovoltaic Project #22 | CA | San Bernardino | S022C | 11 | 2010 | 8 | 2009 | Redlands | CA | 12 | Southern California Edison Co | 25 | N | N | N | N | Y | . |  | N
17609 | Southern California Edison Co | 57237 | Solar Photovoltaic Project #22 | CA | San Bernardino | S022B | 11 | 2010 | 8 | 2009 | Redlands | CA | 12 | Southern California Edison Co | 25 | N | N | N | N | Y | . |  | N
17609 | Southern California Edison Co | 57237 | Solar Photovoltaic Project #22 | CA | San Bernardino | S022D | 11 | 2010 | 8 | 2009 | Redlands | CA | 12 | Southern California Edison Co | 25 | N | N | N | N | Y | . |  | N
17664 | Spartanburg Commissioners PW | 54675 | Spartanburg Water System | SC | SPARTANBURG | DI2 | 12 | 2011 | 12 | 2011 | Chesnee | SC | 4.2 | Duke Energy | 0 | N | N | N | N | N | . |  | N
17664 | Spartanburg Commissioners PW | 54675 | Spartanburg Water System | SC | SPARTANBURG | DI3 | 12 | 2011 | 12 | 2011 | Chesnee | SC | 4.2 | Duke Energy | 0 | N | N | N | N | N | . |  | N
17718 | Southwestern Public Service Co | 3482 | Jones | TX | Lubbock | 3 | 6 | 2011 | 3 | 2011 | Lubbock | TX | 230 | SPS | 1261 | N | N | Y | Y | N | . | N | N
17833 | City Utilities of Springfield - (MO) | 6195 | John Twitty Energy Center | MO | Greene | ST2 | 10 | 2007 | 6 | 2006 | Springfield | MO | 161 | City Utilities of Springfield, MO | 2787 | N | N | Y | Y | N | 1313 | N | N
17897 | St Mary's Hospital | 54262 | Saint Marys Hospital Power Plant | MN | Olmsted | 7 | 3 | 2011 | 12 | 2009 | Rochester | MN | 13.8 | Mayo Clinic | 550 | Y | Y | Y | Y | N | 0 | N | N
18028 | State of Wisconsin | 54406 | Capitol Heat and Power | WI | Dane | P31 | . | . | . | . |  |  | . |  | . | [5 empty] | .
18028 | State of Wisconsin | 54406 | Capitol Heat and Power | WI | Dane | P32 | . | . | . | . |  |  | . |  | . | [5 empty] | .
18947 | City of Tipton | 8106 | Tipton | IA | Cedar | 5 | 1 | 2011 | . | . | Tipton | IA | 34.5 | City of Tipton | 58 | N | Y | Y | Y |  | . |  | N
18947 | City of Tipton | 8106 | Tipton | IA | Cedar | 6 | 1 | 2011 | . | . | Tipton | IA | 34.5 | City of Tipton | 58 | N | Y | Y | Y |  | . |  | N
19391 | UGI Development Co | 3176 | Hunlock Power Station | PA | Luzerne | 5 | 6 | 2011 | 12 | 2007 | Hunlock Creek | PA | 66 | UGI Utilities | 1700 | Y | Y | Y | Y | N | 1500 | N | N
19391 | UGI Development Co | 3176 | Hunlock Power Station | PA | Luzerne | 6 | 5 | 2011 | 12 | 2007 | Hunlock Creek | PA | 66 | UGI Utilities | 1700 | Y | Y | Y | Y | N | 1500 | N | N
19391 | UGI Development Co | 57216 | Crayola Solar Project | PA | Northampton | 2 | . | . | . | . | Easton | PA | 34.5 | MET-ED(First Energy) | 50 | Y | Y | Y | Y | N | 0 |  | N
19454 | City of Unalaska | 7502 | Dutch Harbor | AK | Aleutian Islands | 13 | 12 | 2011 | . | . | Unalaska | AK | 4.16 | City of Unalaska | 1000 | N | N | N | N | N | . |  | N
19728 | UNS Electric, Inc | 57556 | La Senita | AZ | Mohave | 1 | 11 | 2011 | 4 | 2011 | Kingman | AZ | 12.47 | UNS Electric, Inc | 77 | Y | Y | N | N | N | 0 |  | N
19740 | AES Wind Generation Inc | 57447 | Laurel Mountain | WV | Buchanan | 1 | 6 | 2011 | 10 | 2009 | Belington | WV | 138 | AES Wind Generation | 1500 | Y | Y | Y | Y | N | 0 | N | Y
19740 | AES Wind Generation Inc | 57447 | Laurel Mountain | WV | Buchanan | 2 | 6 | 2011 | 10 | 2009 | Belington | WV | 138 | AES Wind Generation | 750 | Y | Y | Y | Y | Y | 0 | N | Y
19876 | Virginia Electric & Power Co | 56807 | Bear Garden | VA | Buckingham | 1A | 5 | 2011 | 12 | 2005 | New Canton | VA | 230 | Dominion Virginia Power | 1217 | Y | N | Y | Y | Y | 498 | N | Y
19876 | Virginia Electric & Power Co | 56807 | Bear Garden | VA | Buckingham | 1B | 5 | 2011 | 12 | 2005 | New Canton | VA | 230 | Dominion Virginia Power | 1217 | Y | N | Y | Y | Y | 498 | N | Y
19876 | Virginia Electric & Power Co | 56807 | Bear Garden | VA | Buckingham | 1C | 5 | 2011 | 12 | 2005 | New Canton | VA | 230 | Dominion Virginia Power | 1217 | Y | N | Y | Y | Y | 498 | N | N
20847 | Wisconsin Electric Power Co | 56068 | Elm Road Generating Station | WI | Milwaukee | 2 | 7 | 2010 | 12 | 2001 | Oak Creek | WI | 345 | American Transmission Company | 4035 | N | Y | Y | Y | N | 15052 | Y | N
20847 | Wisconsin Electric Power Co | 57199 | Glacier Hills | WI | Columbia | 1 | 12 | 2011 | 11 | 2006 | Town of Scott | WI | 138 | American Transmission Company | 456 | Y | N | Y | Y | N | . |  | N
20856 | Wisconsin Power & Light Co | 57198 | Bent Tree Wind Farm Phase 1 | MN | Freeborn | 1 | 10 | 2010 | 10 | 2007 | Albert Lea | MN | 161 | Wisconsin Power & Light | 4643 | Y | N | Y | Y | N | . |  | N
21964 | University of New Mexico | 50906 | Ford Utilities Center | NM | BERNALILLO | 4 | 9 | 2011 | 7 | 2011 | Albuquerque | NM | 115 | Public Service Co. of NM | 0 | N | N | N | N | N | 0 | N | N
22035 | Southwestern Bell Telephone Co | 54858 | Southwestern Bell Telephone | MO | Cooper | E/G6 | 8 | 2011 | 6 | 2010 | St Louis | MO | 13.8 | Ameren Missouri | 0 | N | N | N | N | N | 0 | N | N
22035 | Southwestern Bell Telephone Co | 54858 | Southwestern Bell Telephone | MO | Cooper | E/G7 | 8 | 2011 | 6 | 2010 | St Louis | MO | 13.8 | Ameren Missouri | 0 | N | N | N | N | N | 0 | N | N
24210 | Riverbay Corp | 52168 | Riverbay | NY | Bronx | GEN3 | 3 | 2011 | 4 | 2007 | Bronx | NY | 26.4 | Consolidated Edison of NY | 400 | N | N | Y | N | N | 0 | N | N
24210 | Riverbay Corp | 52168 | Riverbay | NY | Bronx | GEN4 | 3 | 2011 | 4 | 2010 | Bronx | NY | 26.4 | Consolidated Edison of NY | 400 | N | N | Y | N | N | 0 | N | N
24210 | Riverbay Corp | 52168 | Riverbay | NY | Bronx | GEN2 | 3 | 2011 | 4 | 2007 | Bronx | NY | 26.4 | Consolidated Edison of NY | 400 | N | N | Y | N | N | 0 | N | N
24210 | Riverbay Corp | 52168 | Riverbay | NY | Bronx | U0007 | 4 | 2011 | 4 | 2011 | Bronx | NY | 26.4 | Consolidated Edison of NY | 300 | N | N | Y | N | N | 0 | N | N
27075 | San Diego County Water Auth | 57729 | Lake Hodges Hydroelectric Facility | CA | San Diego | 1 | 1 | 2011 | 9 | 2009 | Escondido | CA | 69 | SDG&E | 148 | N | N | Y | Y | N | . |  | N
27075 | San Diego County Water Auth | 57729 | Lake Hodges Hydroelectric Facility | CA | San Diego | 2 | 1 | 2011 | 1 | 2011 | Escondido | CA | 69 | SDG&E | 148 | N | N | Y | Y | N | . |  | N
34505 | Edison Mission Energy | 57135 | Big Sky Wind LLC | IL | Bureau | 1 | 2 | 2011 | 12 | 2007 | Bureau | IL | 138 | Commonwealth Edison Company | 122 | Y | Y | Y | Y | N | 0 | N | Y
34505 | Edison Mission Energy | 57261 | Taloga Wind LLC | OK | Dewey | 1 | 11 | 2009 | 4 | 2008 | Dewey | OK | 138 | Oklahoma Gas & Electric | 724 | Y | N | Y | Y | N | 0 | N | N
34505 | Edison Mission Energy | 57262 | Laredo Ridge Wind LLC | NE | Boone | 1 | 12 | 2010 | 12 | 2006 | Petersburg | NE | 115 | Nebraska Public Power District | 1210 | N | N | Y | Y | N | 0 | N | N
34505 | Edison Mission Energy | 57385 | Community Wind North LLC | MN | LINCOLN | 34505 | 12 | 2009 | 8 | 2007 | Lincoln | MN | 34.5 | Northern States Power Company | 4340 |  | Y | Y | Y |  | 0 | N | N
35120 | Norit Americas Inc | 54972 | Norit Americas Marshall Plant | TX | Harrison | 8512 | 3 | 2011 | 3 | 2011 | Marshall | TX | 13.8 | SWEPCO | 3400 | Y | Y | Y | Y | N | 0 | N | N
40577 | American Mun Power-Ohio, Inc | 58082 |  |  |  | NSF1 | . | . | . | . |  |  | . |  | . | [5 empty] | .
49963 | FPL Energy Operating Services, Inc. | 54454 | San Gorgonio Windplant WPP1993 | CA | Riverside | GEN11 | 12 | 2011 | 1 | 2010 | Palm Springs | CA | . | Southern California Edison Co | 996 | N | N | Y | Y | Y | . | Y | N
50158 | Innovative Energy Systems Inc | 57186 | Chautauqua LFGTE Facility | NY | Chautauqua | GEN5 | 7 | 2011 | 6 | 2011 | Jamestown | NY | 34.5 | National Grid | 0 | N | N | N | N | N | 0 | N | N
50158 | Innovative Energy Systems Inc | 57186 | Chautauqua LFGTE Facility | NY | Chautauqua | GEN6 | 7 | 2011 | 6 | 2011 | Jamestown | NY | 34.5 | National Grid | 0 | N | N | N | N | N | 0 | N | N
54842 | WM Renewable Energy LLC | 50570 | Chestnut Ridge Gas Recovery | TN | Anderson | GEN5 | 10 | 2011 | 12 | 2009 | Heiskell | TN | 13 | Knoxville Utility Board | 250 | N | Y | Y | Y | N | . |  | N
54842 | WM Renewable Energy LLC | 54939 | EKS Landfill | MN | Dakota | UNT4 | 7 | 2011 | 1 | 2010 | Burnsville | MN | 13.8 | Northern StatesPower Co | 0 | N | N | N | N | N | . |  | N
54842 | WM Renewable Energy LLC | 57022 | Waste Management King George LFGTE | VA | KING GEORGE | GEN4 | 6 | 2011 | 10 | 2007 | King George | VA | 37 | Virginia electric & Power Co | 0 | N | N | N | N | N | . |  | N
54842 | WM Renewable Energy LLC | 57165 | Farmers Branch Renewable Energy Facility | TX | DENTON | GEN1 | 1 | 2011 | 7 | 2008 | Lewsiville | TX | 24.9 | CoServ Electric | 457 | N | Y | Y | Y | N | . |  | N
54842 | WM Renewable Energy LLC | 57165 | Farmers Branch Renewable Energy Facility | TX | DENTON | GEN2 | 1 | 2011 | 7 | 2008 | Lewisville | TX | 24.9 | CoServ electric | 457 | N | Y | Y | Y | N | . |  | N
54842 | WM Renewable Energy LLC | 57168 | Waste Management Naples LFGTE Project | FL | COLLIER | GEN1 | 5 | 2011 | 9 | 2007 | Naples | FL | 24 | Florida Power & Light | 155 | N | Y | Y | Y | N | . |  | N
54842 | WM Renewable Energy LLC | 57168 | Waste Management Naples LFGTE Project | FL | COLLIER | GEN2 | 5 | 2011 | 9 | 2007 | Naples | FL | 24 | Florida Power & Light | 155 | N | Y | Y | Y | N | . |  | N
54842 | WM Renewable Energy LLC | 57168 | Waste Management Naples LFGTE Project | FL | COLLIER | GEN3 | 5 | 2011 | 9 | 2007 | Naples | FL | 24 | Florida Power & Light | 155 | N | Y | Y | Y | N | . |  | N
54842 | WM Renewable Energy LLC | 57168 | Waste Management Naples LFGTE Project | FL | COLLIER | GEN4 | 5 | 2011 | 9 | 2007 | Naples | FL | 24 | Florida Power & Light | 155 | N | Y | Y | Y | N | . |  | N
54842 | WM Renewable Energy LLC | 57168 | Waste Management Naples LFGTE Project | FL | COLLIER | GEN5 | 5 | 2011 | 9 | 2007 | Naples | FL | 24 | Florida Power & Light | 155 | N | Y | Y | Y | N | . |  | N
54842 | WM Renewable Energy LLC | 57169 | Waste Management Piedmont LFGTE Project | NC | FORSYTH | GEN1 | 3 | 2011 | 8 | 2008 | Kernersville | NC | 12 | Duke Energy | 14 | N | Y | Y | N | N | . |  | N
54842 | WM Renewable Energy LLC | 57169 | Waste Management Piedmont LFGTE Project | NC | FORSYTH | GEN2 | 3 | 2011 | 8 | 2008 | Kernersville | NC | 12 | Duke Energy | 14 | N | Y | Y | N | N | . |  | N
54842 | WM Renewable Energy LLC | 57169 | Waste Management Piedmont LFGTE Project | NC | FORSYTH | GEN3 | 3 | 2011 | 8 | 2008 | Kernersville | NC | 12 | Duke Energy | 14 | N | Y | Y | N | N | . |  | N
54842 | WM Renewable Energy LLC | 57170 | Suburban Landfill Gas Recovery | OH | PERRY | GEN1 | 1 | 2011 | 5 | 2007 | Glenford | OH | 12.5 | South Central Power | 101 | N | Y | Y | Y | N | . |  | N
54842 | WM Renewable Energy LLC | 57170 | Suburban Landfill Gas Recovery | OH | PERRY | GEN2 | 1 | 2011 | 5 | 2007 | Glenford | OH | 12.5 | Sounth Central Power | 101 | N | Y | Y | Y | N | . |  | N
54842 | WM Renewable Energy LLC | 57170 | Suburban Landfill Gas Recovery | OH | PERRY | GEN3 | 1 | 2011 | 5 | 2007 | Glenford | OH | 12.5 | Sounth Central Power | 101 | N | Y | Y | Y | N | . |  | N
54842 | WM Renewable Energy LLC | 57170 | Suburban Landfill Gas Recovery | OH | PERRY | GEN4 | 1 | 2011 | 5 | 2007 | Glenford | OH | 12.5 | Sounth Central Power | 101 | N | Y | Y | Y | N | . |  | N
54842 | WM Renewable Energy LLC | 57170 | Suburban Landfill Gas Recovery | OH | PERRY | GEN5 | 1 | 2011 | 5 | 2007 | Glenford | OH | 12.5 | Sounth Central Power | 101 | N | Y | Y | Y | N | . |  | N
54842 | WM Renewable Energy LLC | 57170 | Suburban Landfill Gas Recovery | OH | PERRY | GEN6 | 1 | 2011 | 5 | 2007 | Glenford | OH | 12.5 | South Central Power | 101 | N | Y | Y | Y | N | . |  | N
54842 | WM Renewable Energy LLC | 57170 | Suburban Landfill Gas Recovery | OH | PERRY | GEN7 | 1 | 2011 | 5 | 2007 | Glenford | OH | 12.5 | South Central Power | 101 | N | Y | Y | Y | N | . |  | N
54842 | WM Renewable Energy LLC | 57405 | Eagle Valley | MI | Oakland | GEN1 | 7 | 2011 | 9 | 2009 | Orion | MI | 13.2 | Detroit Edison | 230 | N | Y | Y | Y | N | . |  | N
54842 | WM Renewable Energy LLC | 57405 | Eagle Valley | MI | Oakland | GEN2 | 7 | 2011 | 9 | 2009 | Orion | MI | 13.2 | Detroit Edison | 230 | N | Y | Y | Y | N | . |  | N
54842 | WM Renewable Energy LLC | 57406 | Prairie View IL | IL | Will | GEN1 | 12 | 2011 | 1 | 2010 | Wilmington | IL | 34.5 | Commonwealth Edison | 724 | N | Y | Y | Y | N | . |  | N
54842 | WM Renewable Energy LLC | 57406 | Prairie View IL | IL | Will | GEN2 | 12 | 2011 | 1 | 2010 | Wilmington | IL | 34.5 | Commonwealth Edison | 724 | N | Y | Y | Y | N | . |  | N
54842 | WM Renewable Energy LLC | 57406 | Prairie View IL | IL | Will | GEN3 | 12 | 2011 | 1 | 2010 | Wilmington | IL | 34.5 | Commonwealth Edison | 724 | N | Y | Y | Y | N | . |  | N
55723 | PPL Renewable Energy LLC | 57182 | PPL Frey Farm Landfill Wind | PA | Lancaster | 1 | 1 | 2011 | 10 | 2009 | Conestoga | PA | 12.47 | PPL Electric Utilities | 426 | Y | N | N | Y | N | 0 | N | N
55723 | PPL Renewable Energy LLC | 57183 | PPL Glendon LFGTE Plant | PA | Northampton | 1 | 6 | 2011 | 9 | 2009 | Easton | PA | 34.5 | FirstEnergy | 167 | Y | N | N | Y | N | 0 | N | N
55723 | PPL Renewable Energy LLC | 57183 | PPL Glendon LFGTE Plant | PA | Northampton | 2 | 6 | 2011 | 9 | 2009 | Easton | PA | 34.5 | FirstEnergy | 166 | Y | N | N | Y | N | 0 | N | N
55858 | Energy Developments Inc | 56868 | Carbon Limestone | OH | Mahoning | 16 | 4 | 2011 | 12 | 2000 | Lowellville | OH | 69 | First Energy | 0 | N | N | N | N | N | 0 | N | N
55858 | Energy Developments Inc | 56868 | Carbon Limestone | OH | Mahoning | 15 | 4 | 2011 | 12 | 2000 | Lowellville | OH | 69 | First Energy | 0 | N | N | N | N | N | 0 | N | N
55858 | Energy Developments Inc | 56870 | Taylor | GA | Taylor | 5 | 12 | 2011 | . | . | Mauk | GA | 25 | Flint Electric | 112 | N | N | Y | N | N | 0 |  | N
55858 | Energy Developments Inc | 56870 | Taylor | GA | Taylor | 6 | 12 | 2011 | . | . | Mauk | GA | 25 | Flint Electric | 112 | N | N | Y | N | N | 0 |  | N
55858 | Energy Developments Inc | 56870 | Taylor | GA | Taylor | 7 | 12 | 2011 | . | . | Mauk | GA | 25 | Flint Electric | 112 | N | N | Y | N | N | 0 |  | N
55858 | Energy Developments Inc | 56870 | Taylor | GA | Taylor | 8 | 12 | 2011 | . | . | Mauk | GA | 25 | Flint Electric | 112 | N | N | Y | N | N | 0 |  | N
55924 | GenPower | 56671 | Longview Power LLC | WV | Monongalia | MKA01 | 5 | 2011 | 9 | 2008 | Maidsville | WV | 500 | First Energy Corp | 25000 | Y | Y | Y | Y | N | . | N | N
55938 | Industrial Power Generating Company LLC | 56688 | New Bern | NC | Craven | 13 | 5 | 2011 | 5 | 2011 | New Bern | NC | 25 | Progress Energy | 24 | Y | Y | Y | N | N | 0 | N | N
55938 | Industrial Power Generating Company LLC | 56688 | New Bern | NC | Craven | 14 | 5 | 2011 | 5 | 2011 | New Bern | NC | 25 | Progress Energy | 24 | Y | Y | Y | N | N | 0 | N | N
55938 | Industrial Power Generating Company LLC | 56688 | New Bern | NC | Craven | 15 | 5 | 2011 | 5 | 2011 | New Bern | NC | 25 | Progress Energy | 24 | Y | Y | Y | N | N | 0 | N | N
55938 | Industrial Power Generating Company LLC | 56688 | New Bern | NC | Craven | 16 | 5 | 2011 | 5 | 2011 | New Bern | NC | 25 | Progress Energy | 24 | Y | Y | Y | N | N | 0 | N | N
55938 | Industrial Power Generating Company LLC | 56688 | New Bern | NC | Craven | 17 | 5 | 2011 | 5 | 2011 | New Bern | NC | 25 | Progress Energy | 24 | Y | Y | Y | N | N | 0 | N | N
55938 | Industrial Power Generating Company LLC | 56688 | New Bern | NC | Craven | 18 | 5 | 2011 | 5 | 2011 | New Bern | NC | 25 | Progress Energy | 24 | Y | Y | Y | N | N | 0 | N | N
55963 | AE Power Services LLC | 57210 | Cedar Creek II | CO | Weld | 1 | 2 | 2011 | 3 | 2007 | New Raymer | CO | 230 | XCEL/Cedar Creek Wind Energy LLC | 0 | N | N | N | N | N | 225 | N | N
55963 | AE Power Services LLC | 57415 | Sherbino II | TX | Pecos | 1 | 11 | 2011 | 9 | 2008 | Ft. Stockton | TX | 138 | Texas New Mexico Power | 0 | N | N | N | N | N | 0 | N | N
55963 | AE Power Services LLC | 57520 | Trinity Hills | TX | Young | 1 | 12 | 2011 | . | . | Onley | TX | 345 | Oncor Electric Delivery Company LLC | 0 | N | N | N | N | N | . | N | N
55993 | Kleen Energy Systems, LLC | 56798 | Kleen Energy Systems Project | CT | Middlesex | ST | 6 | 2011 | 5 | 2007 | Middletown | CT | 345 | CL&P | 5337 | Y | Y | Y | Y | N | 12705 | N | N
55993 | Kleen Energy Systems, LLC | 56798 | Kleen Energy Systems Project | CT | Middlesex | U1 | 4 | 2011 | 5 | 2007 | Middletown | CT | 345 | CL&P | 5337 | Y | Y | Y | Y | N | 12705 | N | N
55993 | Kleen Energy Systems, LLC | 56798 | Kleen Energy Systems Project | CT | Middlesex | U2 | 5 | 2011 | 5 | 2007 | Middletown | CT | 345 | CL&P | 5337 | Y | Y | Y | Y | N | 12705 | N | N
56069 | SunCoke Energy, Inc. | 57822 | Middletown Coke Company, LLC | OH | Butler | YNKE | 12 | 2011 | 12 | 2009 | Middletown | OH | 69 | Duke Energy Ohio | 5100 | Y | Y | Y | Y | N | . |  | Y
56148 | Aspen Power LLC | 56931 | Aspen Biomass Power Plant | TX | Angelina | GEN7 | 8 | 2011 | 8 | 2011 | Lufkin | TX | 138 | Oncor | 3350 | Y | Y |  | Y |  | . |  | N
56187 | Verso Paper - Quinnesec | 50251 | Verso Paper Quinnesec Mich Mill | MI | Dickinson | GEN2 | 11 | 2011 | . | . | Quinnesec | MI | 138 | We Energies | . | N | N | Y | Y | N | .
56215 | E ON Climate Renewables N America Inc | 57493 | Settlers Trail Wind Farm LLC | IL | Iroquois | STWF | 6 | 2011 | 2 | 2008 | Sheldon | IL | 138 | Ameren Illinois Company | 3890 | N | N | Y | Y | N | 9872 | N | N
56215 | E ON Climate Renewables N America Inc | 57675 | Pioneer Trail Wind Farm, LLC | IL | Iroquois | PTWF | 10 | 2011 | 5 | 2008 | Paxton | IL | 138 | Ameren Illinois Company | 1019 | N | N | Y | N | Y | 450 | N | N
56218 | Coolidge Power LLC | 56948 | Coolidge Generation Station | AZ | PINAL | 1 | 1 | 2011 | 9 | 2010 | Coolidge | AZ | 230 | Salt River Project | 2750 | Y | Y | Y | Y | Y | . | N | N
56218 | Coolidge Power LLC | 56948 | Coolidge Generation Station | AZ | PINAL | 10 | 11 | 2010 | 9 | 2010 | Coolidge | AZ | 230 | Salt River Project | 2750 | Y | Y | Y | Y | Y | . | N | N
56218 | Coolidge Power LLC | 56948 | Coolidge Generation Station | AZ | PINAL | 11 | 11 | 2010 | 9 | 2010 | Coolidge | AZ | 230 | Salt River Project | 2750 | Y | Y | Y | Y | Y | . | N | N
56218 | Coolidge Power LLC | 56948 | Coolidge Generation Station | AZ | PINAL | 12 | 11 | 2010 | 9 | 2010 | Coolidge | AZ | 230 | Salt River Project | 2750 | Y | Y | Y | Y | Y | . | N | N
56218 | Coolidge Power LLC | 56948 | Coolidge Generation Station | AZ | PINAL | 2 | 1 | 2011 | 9 | 2010 | Coolidge | AZ | 230 | Salt River Project | 2750 | Y | Y | Y | Y | Y | . | N | N
56218 | Coolidge Power LLC | 56948 | Coolidge Generation Station | AZ | PINAL | 3 | 12 | 2010 | 9 | 2010 | Coolidge | AZ | 230 | Salt River Project | 2750 | Y | Y | Y | Y | Y | . | N | N
56218 | Coolidge Power LLC | 56948 | Coolidge Generation Station | AZ | PINAL | 4 | 12 | 2010 | 9 | 2010 | Coolidge | AZ | 230 | Salt River Project | 2750 | Y | Y | Y | Y | Y | . | N | N
56218 | Coolidge Power LLC | 56948 | Coolidge Generation Station | AZ | PINAL | 5 | 10 | 2010 | 9 | 2010 | Coolidge | AZ | 230 | Salt River Project | 2750 | Y | Y | Y | Y | Y | . | N | N
56218 | Coolidge Power LLC | 56948 | Coolidge Generation Station | AZ | PINAL | 6 | 10 | 2010 | 9 | 2010 | Coolidge | AZ | 230 | Salt River Project | 2750 | Y | Y | Y | Y | Y | . | N | N
56218 | Coolidge Power LLC | 56948 | Coolidge Generation Station | AZ | PINAL | 7 | 10 | 2010 | 9 | 2010 | Coolidge | AZ | 230 | Salt River Project | 2750 | Y | Y | Y | Y | Y | . | N | N
56218 | Coolidge Power LLC | 56948 | Coolidge Generation Station | AZ | PINAL | 8 | 10 | 2010 | 9 | 2010 | Coolidge | AZ | 230 | Salt River Project | 2750 | Y | Y | Y | Y | Y | . | N | N
56218 | Coolidge Power LLC | 56948 | Coolidge Generation Station | AZ | PINAL | 9 | 11 | 2010 | 9 | 2010 | Coolidge | AZ | 230 | Salt River Project | 2750 | Y | Y | Y | Y | Y | . | N | N
56280 | Evergreen Wind Power III LLC | 56990 | Rollins Wind Project | ME | Lincoln | 1 | . | . | . | . | Lee | ME | 115 | Bnagor Hydro Electric Company | 10109 | Y | Y | Y | Y | N | . |  | N
56337 | Vermont Wind LLC | 57080 | Sheffield Wind | VT | Caledonia | 1 | . | . | . | . | Sheffield | VT | 115 | Vermont Electric Power Company, Inc. | 5267 | Y | Y | Y | Y | N | . |  | N
56338 | Kahuku Wind Power LLC | 57087 | Kahuku Wind Power LLC | HI | Honolulu | 1 | . | . | . | . | Kahuku | HI | 46 | Hawaii Electric Company, Inc. | 22942 | N | Y | Y | Y | Y | . |  | N
56354 | GenConn Middletown LLC | 57068 | GenConn Middletown LLC | CT | Middlesex | 12 | 6 | 2011 | 7 | 2006 | Middletown | CT | 345 | Ct Light and Power | 6625 | N | Y | Y | Y | N | . |  | N
56354 | GenConn Middletown LLC | 57068 | GenConn Middletown LLC | CT | Middlesex | 13 | 6 | 2011 | 7 | 2006 | Middletown | CT | 345 | Ct Light and Power | 6625 | N | Y | Y | Y | N | . |  | N
56354 | GenConn Middletown LLC | 57068 | GenConn Middletown LLC | CT | Middlesex | 14 | 6 | 2011 | 7 | 2006 | Middletown | CT | 345 | Ct Light and Power | 6625 | N | Y | Y | Y | N | . |  | N
56354 | GenConn Middletown LLC | 57068 | GenConn Middletown LLC | CT | Middlesex | 15 | 6 | 2011 | 7 | 2006 | Middletown | CT | 345 | Ct light and Power | 6625 | N | Y | Y | Y | N | . |  | N
56409 | Milford Wind Corridor Stage II LLC | 57107 | Milford Wind Corridor Stage II LLC | UT | Beaver | 1 | . | . | . | . | Beaver County | UT | 345 | Intermountain Power Agency | 988 | N | Y | Y | Y | N | . |  | N
56543 | Black Bear Hydro Partners LLC | 1475 | PPL Milford Hydro Station | ME | Penobscot | MF01 | 11 | 2011 | 3 | 2011 | Milford | ME | 46 | Bangor Hydro Electric Company | 115 | N | Y | Y | N | Y | 0 | N | N
56543 | Black Bear Hydro Partners LLC | 1475 | PPL Milford Hydro Station | ME | Penobscot | MF02 | 11 | 2011 | 3 | 2011 | Milford | ME | 46 | Bangor Hydro Electric Company | 115 | N | Y | Y | N | Y | 0 | N | N
56592 | Idaho Wind Partners 1 LLC | 56434 | Burley Butte Windpark | ID | Cassia | BBWP | 12 | 2010 | 9 | 2010 | Burley | ID | 34.5 | Idaho Power Co | 200 | N | N | Y | N | Y | 975 | N | N
56592 | Idaho Wind Partners 1 LLC | 56435 | Golden Valley Wind Park LLC | ID | Cassia | GVWP | 11 | 2010 | 9 | 2010 | Burley | ID | 12.5 | Idaho Power Co | 150 | N | N | Y | N | Y | 200 | N | N
56592 | Idaho Wind Partners 1 LLC | 56437 | Milner Dam Wind Park LLC | ID | Cassia | MDWP | 12 | 2010 | 9 | 2010 | Murtaugh | ID | 34.5 | Idaho Power Co | 145 | N | N | Y | N | Y | 1900 | N | N
56592 | Idaho Wind Partners 1 LLC | 56439 | Oregon Trail Wind Park | ID | Twin Falls | OTWP | 12 | 2010 | 9 | 2010 | Hagerman | ID | 138 | Idaho Power Co | 200 | N | N | Y | N | Y | 280 | N | N
56592 | Idaho Wind Partners 1 LLC | 56440 | Pilgrim Stage Wind Park | ID | Twin Falls | PSWP | 12 | 2010 | 9 | 2010 | Hagerman | ID | 34.5 | Idaho Power Co | 150 | N | N | Y | N | Y | 200 | N | N
56592 | Idaho Wind Partners 1 LLC | 56441 | Salmon Falls Wind Park | ID | Twin Falls | SFWP | 1 | 2011 | 10 | 2010 | Buhl | ID | 34.5 | Idaho Power Co | 200 | N | N | Y | N | Y | 3150 | N | N
56592 | Idaho Wind Partners 1 LLC | 56442 | Thousand Springs Wind Park | ID | Twin Falls | TSWP | 12 | 2010 | 9 | 2010 | Hagerman | ID | 138 | Idaho Power Co | 200 | N | N | Y | N | Y | 280 | N | N
56592 | Idaho Wind Partners 1 LLC | 56443 | Tuana Gulch Wind Park | ID | Twin Falls | TGWP | 12 | 2010 | 9 | 2010 | Hagerman | ID | 138 | Idaho Power Co | 200 | N | N | Y | N | Y | 280 | N | N
56599 | Wind Energy America Inc | 56216 | L J Trust | IA | Osceola | LJT2 | 11 | 2003 | 5 | 2003 | Sibley | IA | 69 | ITC | 98 | N | N | Y | N | N | 0 | N | N
56599 | Wind Energy America Inc | 56217 | NAE Shaokatan Power | MN | Lincoln | SPP2 | 5 | 2003 | 2 | 1999 | Hendricks | MN | 34.5 | Xcel | 36 | N | N | Y | N | N | 0 | N | N
56603 | Roth Rock Wind Farm LLC | 57239 | Roth Rock Wind Farm LLC | MD | Garrett | SRRW1 | 8 | 2011 | 8 | 2011 | Oakland | MD | 138 | Allegheny Electric Coop Inc | 4110 | N | Y | Y | Y | N | 0 | N | N
56603 | Roth Rock Wind Farm LLC | 57240 | Roth Rock North Wind Farm, LLC | MD | Garrett | SRRNW | 8 | 2011 | 8 | 2011 | Oakland | MD | 138 | Allegheny Electric Corporation | 4110 | N | Y | Y | Y | N | 0 | N | N
56608 | Calpine Mid-Merit LLC | 55524 | York Energy Center | PA | York | CTG1 | 12 | 2010 | . | . | Delta | PA | 500 | Calpine Corp | . | N | N | N | N | N | . |  | Y
56608 | Calpine Mid-Merit LLC | 55524 | York Energy Center | PA | York | CTG2 | 12 | 2010 | . | . | Delta | PA | 500 | Calpine Corp | . | N | N | N | N | N | . |  | Y
56608 | Calpine Mid-Merit LLC | 55524 | York Energy Center | PA | York | CTG3 | 12 | 2010 | . | . | Delta | PA | 500 | Calpine Corp | . | N | N | N | N | N | . |  | Y
56608 | Calpine Mid-Merit LLC | 55524 | York Energy Center | PA | York | STG1 | 12 | 2010 | . | . | Delta | PA | 500 | Calpine Corp | . | N | N | N | N | N | . |  | Y
56615 | First Solar Energy LLC | 57338 | Roadrunner Solar | NM | Dona Ana | 1 | 8 | 2011 | . | . | St. Theresa | NM | 24.6 | El Paso Electric | 1940 | Y | Y | Y | Y | N | . |  | N
56615 | First Solar Energy LLC | 57567 | Albuquerque Solar Energy Center | NM | Bernalilo | ASEC1 | 2 | 2011 | . | . | Albuquerque | NM | 12.47 | PNM | 145 | Y | Y | Y | Y | N | . |  | N
56615 | First Solar Energy LLC | 57571 | Los Lunas Solar Energy Center | NM | Valencia | LLSEC | 4 | 2011 | . | . | Los Lunas | NM | 12.47 | PNM | 189 | Y | Y | Y | Y | N | . |  | N
56615 | First Solar Energy LLC | 57575 | Deming Solar Energy Center | NM | Luna | DSEC | 6 | 2011 | . | . | Deming | NM | 13.8 | PNM | 131 | Y | Y | Y | Y | N | . |  | N
56615 | First Solar Energy LLC | 57576 | Las Vegas Solar Energy Center | NM | San Miguel | LVSEC | 9 | 2011 | . | . | Las Vegas | NM | 12.47 | PNM | 139 | Y | Y | Y | Y | N | . |  | N
56615 | First Solar Energy LLC | 57577 | Alamogordo Solar Energy Center | NM | Otero | AGSEC | 8 | 2011 | . | . | Alamogordo | NM | 12.47 | PNM | 396 | Y | Y | Y | Y | N | . |  | N
56619 | Air Force Ctr For Engin and Environ | 57253 | MA Military Reservation Wind Project | MA | BARNSTABLE | 2 | 11 | 2011 | 9 | 2010 | Bourne | MA | 23 | NSTAR | 148 | Y | Y | Y | Y | N | 0 | N | N
56619 | Air Force Ctr For Engin and Environ | 57253 | MA Military Reservation Wind Project | MA | BARNSTABLE | 3 | 11 | 2011 | 9 | 2010 | Bourne | MA | 23 | NSTAR | 148 | Y | Y | Y | Y | N | 0 | N | N
56654 | Carleton College | 57296 | Carleton College | MN | Rice | WIND2 | 10 | 2011 | 2 | 2011 | Northfield | MN | 13.8 | Carleton College, Xcel Energy | 240 | Y | Y | Y | N | Y | 70 | N | N
56662 | Cedar Point LLC | 57315 | Cedar Point Wind | CO | LINCOLN | 1-139 | 5 | 2011 | 12 | 2010 | Deertrail | CO | 230 | PSCo | 918 | N | N | Y | Y | N | 8 | Y | N
56663 | Mayberry Solar LLC | 57321 | Mayberry Solar LLC | NC | SURRY | 1PV | 10 | 2011 | 10 | 2010 | Mount Airy | NC | 12.7 | Duke Energy | 71 | Y | Y | Y | Y | Y | 0 |  | N
56673 | White Oak Solar Energy LLC | 57337 | Dover Sun Park | DE | Kent | 1 | 8 | 2011 | 7 | 2011 | Dover | DE | 69 | City of Dover | 1500 | Y | Y | Y | Y | N | 0 |  | N
56681 | Kent County Levy Court Dept of Pub Work | 57330 | Kent County Wastewater Treatment Solar | DE | Kent | 1 | 3 | 2011 | 1 | 2011 | Milford | DE | 12.47 | Delaware Electric Cooperative | 39 | Y | N | Y | Y | N | 0 | N | N
56684 | White Oak Energy LLC | 57342 | White Oak Energy LLC | IL | McLean | 1 | 12 | 2009 | 8 | 2007 | Bloomington | IL | 138 | Ameren Illinois Company | 2686 | N | N | N | Y | N | 0 | N | N
56685 | Cargill Inc | 57345 | Cargill Kettle Butte Biofactory | ID | JEFFERSON | 1 | . | . | . | . | Roberts | ID | 12.47 | Pacificorp | 750 | Y | Y | Y | Y | N | . | N | N
56685 | Cargill Inc | 57345 | Cargill Kettle Butte Biofactory | ID | JEFFERSON | 2 | . | . | . | . | Roberts | ID | 12.47 | Pacificorp | 750 | Y | Y | Y | Y | N | . | N | N
56700 | Avenal Solar Holdings LLC | 57359 | Avenal Park | CA | KINGS | 1 | 8 | 2011 | 8 | 2011 | Avenal | CA | 70 | Pacific Gas and Electric Company | 268 | Y | N | N | Y | N | 272 | Y | N
56700 | Avenal Solar Holdings LLC | 57360 | Sun City Project LLC | CA | KINGS | 1 | 8 | 2011 | 8 | 2011 | Avenal | CA | 70 | Pacific Gas and Electric Company | 193 | Y | N | N | Y | N | 481 | Y | N
56700 | Avenal Solar Holdings LLC | 57361 | Sand Drag LLC | CA | KINGS | 1 | 8 | 2011 | 8 | 2011 | Avenal | CA | 70 | Pacific Gas and Electric Company | 190 | Y | N | N | Y | N | 863 | Y | N
56701 | The Hankin Group | 57362 | Morgantown Solar Park | PA | BERKS | 1 | 11 | 2011 | 9 | 2010 | Morgantown | PA | 12 | PPL | 21 | N | Y | N | N | N | . |  | N
56706 | Chevron Technology Ventures | 57369 | Questa Solar Facility | NM | Taos | QST | 1 | 2011 | 2 | 2010 | Taos | NM | 0.48 | Kit Carson | 100 | Y | Y | Y | Y | N | . | N | N
56713 | Adams Wind Generations LLC | 57375 | Adams Wind Generations LLC | MN | Meeker | AWG | 3 | 2011 | 9 | 2010 | COSMOS | MN | 69 | Northern States Power | 1213 | N | Y | Y | Y | Y | 0 | N | N
56715 | Ridgewind Power Partners LLC | 57386 | Ridgewind | MN | PIPESTONE | WTG1 | 1 | 2011 | 5 | 2000 | Woodstock | MN | 115 | Xcel Energy | 172 | N | N | Y | Y | N | 0 | N | N
56721 | Danielson Wind Farms LLC | 57396 | Danielson Wind Farms LLC | MN | KANDIYOHI | DWF | 3 | 2011 | 9 | 2010 | Danielson | MN | 69 | Northern States Power | 1397 | N | Y | Y | Y | Y | 0 | N | N
56725 | Avery Solar LLC | 57389 | Avery Solar | NC | Avery | 1 | 9 | 2011 | 9 | 2011 | Newland | NC | 12.7 | Mountain Electric Cooperative | 34 | Y | Y | Y | Y | Y | 0 |  | N
56728 | Dow Jones & Co | 57397 | Dow Jones South Brunswick Solar | NJ | Middlesex | PV02 | 3 | 2011 | 3 | 2011 | Mommouth Junction | NJ | 69 | PSE&G | 0 | N | N | N | N | N | 0 | N | N
56740 | Eco Energy LLC | 57407 | Eco Energy LLC | MD | Baltimore | 8418 | . | . | . | . |  |  | . |  | . | [5 empty] | .
56740 | Eco Energy LLC | 57407 | Eco Energy LLC | MD | Baltimore | 8428 | . | . | . | . |  |  | . |  | . | [5 empty] | .
56740 | Eco Energy LLC | 57407 | Eco Energy LLC | MD | Baltimore | 8429 | . | . | . | . |  |  | . |  | . | [5 empty] | .
56744 | Elk Wind Energy LLC | 57417 | Elk Wind Farm | IA | CLAYTON | NORD | 9 | 2011 | 4 | 2008 | Greeley | IA | 69 | ITC Midwest LLC | 2163 | Y | Y | Y | Y | Y | 1662 | N | N
56753 | AgPower Jerome LLC | 57425 | Double A Digester | ID | JEROME | 1 | 10 | 2011 | 1 | 2011 | Jerome | WA | 12.5 | Idaho Power | 135 | Y | Y | Y | N | N | 99 | Y | Y
56757 | Valley View Transmission LLC | 57434 | Valley View Transmission LLC | MN | Murray | VVT | 11 | 2011 | 11 | 2011 | Chandler | MN | 69 | Great River Energy | 851 | Y | Y | Y | Y | N | 0 |  | N
56758 | Solar Star North Carolina II LLC | 57435 | Solar Star North Carolina II LLC | NC | HERTFORD | 1 | 12 | 2011 | . | . | Murfreesboro | NC | 34.5 | Virginia Electric Power Company | 550 | N | Y | Y | N | N | . |  | Y
56758 | Solar Star North Carolina II LLC | 57435 | Solar Star North Carolina II LLC | NC | HERTFORD | 2 | . | . | . | . |  |  | . |  | . | [5 empty] | .
56758 | Solar Star North Carolina II LLC | 57435 | Solar Star North Carolina II LLC | NC | HERTFORD | 3 | . | . | . | . |  |  | . |  | . | [5 empty] | .
56758 | Solar Star North Carolina II LLC | 57435 | Solar Star North Carolina II LLC | NC | HERTFORD | 4 | . | . | . | . |  |  | . |  | . | [5 empty] | .
56758 | Solar Star North Carolina II LLC | 57435 | Solar Star North Carolina II LLC | NC | HERTFORD | 5 | . | . | . | . |  |  | . |  | . | [5 empty] | .
56761 | 6th St Solar Park of Gainesville FL | 57438 | 6th St Solar Park of Gainesville FL | FL | Alachua | 1 | . | . | . | . | Gainesville | FL | 480 | Gainesville Rural Utility | 150 | Y | Y | Y | N | N | 0 | N | Y
56769 | Consolidated Edison Development Inc. | 57448 | Pilesgrove | NJ | Salem | PILE | 8 | 2011 | 7 | 2009 | Pilesgrove | NJ | 12 | Atlantic City Electric Co | 11228 | Y | Y | Y | Y | N | 0 | N | N
56769 | Consolidated Edison Development Inc. | 57471 | Murray Hill Solar | NJ | Union | MHNJ | 4 | 2011 | 1 | 2011 | New Providence | NJ | 34 | Jersey Central Power & Lt Co | 0 | N | N | N | N | N | 0 | N | N
56769 | Consolidated Edison Development Inc. | 57473 | Dartmouth Solar | MA | Bristol | DSMA | 3 | 2011 | 3 | 2010 | Dartmouth | MA | 13 | NSTAR Electric Company | 43 | Y | N | Y | Y | N | 0 | N | N
56769 | Consolidated Edison Development Inc. | 57485 | Flemington Solar | NJ | Hunterdon | FSNJ | 12 | 2011 | 10 | 2009 | Flemington | NJ | 35 | Jersey Central Power & Lt Co | 207 | Y | N | N | Y | N | 0 | N | N
56769 | Consolidated Edison Development Inc. | 57487 | Frenchtown II Solar | NJ | Hunterdon | F2NJ | 12 | 2011 | 1 | 2010 | Frenchtown | NJ | 35 | Jersey Central Power & Lt Co | 194 | Y | N | N | Y | N | 0 | N | N
56769 | Consolidated Edison Development Inc. | 57488 | Lebanon Solar | NJ | Hunterdon | LSNJ | 12 | 2011 | 10 | 2009 | Glen Gardner | NJ | 12 | Jersey Central Power & Lt Co | 294 | Y | N | Y | Y | N | 0 | N | N
56776 | Seneca Sustainable Energy LLC | 57457 | Seneca Sustainable Energy LLC | OR | Lane | 1 | 2 | 2011 | 2 | 2010 | Eugene | OR | 115 | Eugene Water & Electric Board | 1400 | N | Y | Y | Y | N | . |  | N
56777 | Avidan Energy Solutions | 57458 | 145 Talmadge Solar | NJ | Middlesex | 1 | 4 | 2011 | 3 | 2011 | Edison | NJ | 13.2 | PSE&G | 162 | N | N | Y | Y | Y | . |  | N
56778 | Bloom Energy 2009 PPA | 57807 | Coca Cola American Canyon | CA | Napa | COK01 | . | . | . | . | American Canyon | CA | 0.48 | PGE | 15 | N | N | N | N | N | . | N | N
56779 | Martins Creek Solar NC, LLC | 57461 | Martins Creek Solar NC, LLC | NC | Cherokee | 1 | 3 | 2011 | 12 | 2009 | Murphy | NC | 14.4 | Blue Ridge Mountain EMC | 0 | N | Y | N | N | N | . |  | N
56780 | Enfinity BNB Napoleon Solar LLC | 57462 | Napoleon Solar I | OH | Henry | 1 | 12 | 2011 | 7 | 2010 | Napoleon | OH | 12.47 | Toledo Edison Company | 150 | N | N | Y | N | Y | 0 |  | N
56783 | Romark Logistics of PA Inc. | 57465 | Romark PA Solar | PA | Luzerne | 1 | 11 | 2011 | 2 | 2011 | Hazel Township | PA | 12.47 | PPL | 0 | [5 empty] | 0
56785 | Westervelt Renewable Energy LLC | 57467 | Westervelt Moundville Cogen | AL | Hale | TG1 | 12 | 2011 | 12 | 2011 | Moundville | AL | 12.47 | Alabama Power | 0 | N | N | N | N | N | 0 | N | N
56790 | Ralls Wind Farm LLC | 57474 | Ralls Wind Farm | TX | Crosby | 1 | . | . | . | . | Ralls | TX | 69 | XCEL | 210 | N | N | Y | N | N | 40 | N | N
56795 | Chittenden County Solar Partners LLC | 57481 | Chittenden County Solar Partners | VT | Chittenden | 1 | 6 | 2011 | 11 | 2010 | South Burlington | VT | 12.47 | Green Mountain Power | 100 | Y | N | Y | Y | N | 0 |  | N
56814 | Black Creek Renewable Energy LLC | 57492 | Sampson County Landfill | NC | Sampson | GEN1 | 3 | 2011 | 5 | 2010 | Roseboro | NC | 22.9 | Progress Energy | 457 | N | Y | Y | N | N | 0 | N | Y
56814 | Black Creek Renewable Energy LLC | 57492 | Sampson County Landfill | NC | Sampson | GEN2 | 3 | 2011 | 5 | 2010 | Roseboro | NC | 22.9 | Progress Energy | 457 | N | Y | Y | N | N | 0 | N | Y
56814 | Black Creek Renewable Energy LLC | 57492 | Sampson County Landfill | NC | Sampson | GEN3 | 3 | 2011 | 5 | 2010 | Roseboro | NC | 22.9 | Progress Energy | 457 | N | Y | Y | N | N | 0 | N | Y
56814 | Black Creek Renewable Energy LLC | 57492 | Sampson County Landfill | NC | Sampson | GEN4 | 3 | 2011 | 5 | 2010 | Roseboro | NC | 22.9 | Progress Energy | 457 | N | Y | Y | N | N | 0 | N | Y
56814 | Black Creek Renewable Energy LLC | 57492 | Sampson County Landfill | NC | Sampson | GEN5 | 12 | 2011 | 5 | 2010 | Roseboro | NC | 22.9 | Progress Energy | 457 | N | Y | Y | N | N | 0 | N | Y
56815 | NorthWestern Energy DGGS | 56908 | Dave Gates Generating Station | MT | Deer Lodge | 1 | 9 | 2010 | 12 | 2007 | Anaconda | MT | 230 | NorthWestern Energy | 160 | Y | Y | Y | Y | N | 422 | N | N
56815 | NorthWestern Energy DGGS | 56908 | Dave Gates Generating Station | MT | Deer Lodge | 2 | 9 | 2010 | . | . | Anaconda | MT | 230 | NorthWestern Energy | 160 | Y | Y | Y | Y | N | 422 | N | N
56815 | NorthWestern Energy DGGS | 56908 | Dave Gates Generating Station | MT | Deer Lodge | 3 | 10 | 2010 | . | . | Anaconda | MT | 230 | NorthWestern Energy | 160 | Y | Y | Y | Y | N | 422 | N | N
56816 | Masser Farms Realty Ltd | 57494 | Masser Farms Realty Solar | PA | Schuylkill | MFRS | 5 | 2010 | 3 | 2010 | Sacramento | PA | 0.77 | PP&L | 86 | Y | Y | Y | N | N | 180 | N | N
56829 | McKinney LFG LLC | 57508 | McKinney LFG | TX | Collin | GEN1 | 5 | 2011 | 4 | 2008 | McKinney | TX | 24.9 | Oncor Electric Delivery Co. LLC | 84 | Y | Y | Y | N | Y | . | N | Y
56829 | McKinney LFG LLC | 57508 | McKinney LFG | TX | Collin | GEN2 | 5 | 2011 | 4 | 2011 | McKinney | TX | 24.9 | Oncor Electric Delivery Co, LLC | 84 | Y | Y | Y | N | Y | . | N | Y
56832 | Kit Carson Electric Coop, Inc | 57510 | KTAOS Solar Carport | NM | Taos | 1 | . | . | . | . |  |  | . |  | . | [5 empty] | .
56856 | Trexlertown Solar Array North and South | 57519 | Trexlertown Solar Array North and South | PA | Lehigh | GEN1 | 5 | 2010 | . | . | Trexlertown | PA | . |  | 0 | [5 empty] | 0
56874 | Winona County Wind LLC | 57547 | Winona County Wind LLC | MN | Winona | WCW | 10 | 2011 | 10 | 2011 | Altura | MN | 12.47 | Xcel Energy | 185 | Y | Y | N | N | N | . |  | N
56892 | Solar Star Colorado II LLC | 57554 | AFA Solar Farm | CO | El Paso | AFA1 | . | . | . | . | Colorado Springs | CO | . |  | . | [5 empty] | .
56899 | Wind Stream Operations LLC | 57566 | GE 1 6 100 Prototype | CA | Kern | 1.6PR | . | . | . | . |  |  | . |  | . | [5 empty] | .
56904 | RP-Orlando, LLC | 57565 | RP-Orlando, LLC | FL | Orange | 1 | . | . | . | . | Orlando | FL | 12.47 | Orlando Utility Commission | 0 | Y | Y | N | N | N | . |  | N
56921 | Charleston Clean Energy LLC | 57587 | The Charleston Clean Energy Facility | WV | Kanawha | 1 | . | . | . | . | Charleston | WV | 12 | Appalacian Power | 295 | Y | Y | N | N | N | . |  | Y
56921 | Charleston Clean Energy LLC | 57587 | The Charleston Clean Energy Facility | WV | Kanawha | 2 | . | . | . | . | Charleston | WV | 12 | Appalacian Power | 295 | Y | Y | N | N | N | . |  | Y
56924 | Long Island Solar Farm LLC | 57589 | Long Island Solar Farm LLC | NY | SUFFOLK | 9WUBN | 10 | 2011 | 10 | 2011 | Brookhaven | NY | 69 | LIPA | 6800 | N | Y | Y | Y | N | 0 | N | N
56925 | FPLE Wind, LLC | 57956 | Minco Wind II, LLC | OK | Grady | 1 | 11 | 2011 | 11 | 2011 | Minco | OK | 345 | Oklahoma Gas & Electric | 0 | N | N | Y | N | Y | 0 | N | N
56926 | Hatch Solar Energy Center I, LLC | 57591 | Hatch Solar Energy Center I, LLC | NM | Dona Anna | 1 | 6 | 2011 | 8 | 2010 | El Paso | TX | 23.9 | El Paso Electric Company | . | Y | Y | Y | Y |  | .
56936 | Paulding Wind Farm II LLC | 57620 | Paulding Wind Farm II | OH | Paulding | GEN1 | 7 | 2011 | 9 | 2010 | Payne | OH | 138 | American Electric Power | 2562 | N | N | Y | Y | N | 5187 | N | N
56945 | Blue Canyon Windpower VI LLC | 57616 | Blue Canyon Windpower VI LLC | OK | Caddo | GEN1 | 12 | 2011 | 12 | 2011 | Carnegie | OK | 138 | Western Farmers Electric Cooperative | 1760 | Y | N | Y | Y | Y | 5337 | N | Y
56951 | Michigan Wind 2 LLC | 56659 | Michigan Wind 2 | MI | Sanilac | 1 | 9 | 2011 | 3 | 2005 | Ulby | MI | 120 | International Transmission Co | 1027 | N | N | Y | Y | N | 5258 |  | Y
56952 | Lincoln Electric Company | 57613 | LE Wind Turbine 1 | OH | Cuyahoga | WTG1 | 7 | 2011 | 7 | 2010 | Euclid | OH | 4.16 | Cleveland Electric Illum Co | 832 | Y | Y | Y | Y | Y | 0 | N | N
56953 | Bos Dairy, LLC | 57625 | Bos Dairy, LLC | IN | Jasper | BOS2 | 4 | 2011 | . | . | Fair Oaks | IN | 12 | Jasper REMC | 0 | N | N | N | N | N | 0 | N | N
56958 | Foundation ST Owner, LLC | 57626 | Foundation ST | CA | San Joaquin | WTG1 | 6 | 2011 | 10 | 2010 | Tracy | CA | 115 | Pacific Gas & Electric Co. | 396 | Y | Y | Y | Y | N | 0 | N | N
56971 | 500 Virginia Solar, LP | 57640 | 500 Virginia Solar | PA | Montgomery | 1 | 7 | 2011 | 7 | 2011 | Fort Washington | PA | 34.5 | PECO | 720 | Y | N | Y | N | N | 0 | N | N
56974 | Denver Airport Solar, LLC | 57645 | City & County of Denver at Denver Int'l | CO | Denver | PV1 | 6 | 2011 | 4 | 2011 | DENVER | CO | 24.9 | PUBLIC SERVICE CO OF COLORADO | 283 | N | Y | Y | N | N | 0 | N | N
56976 | Constellation Solar New Jersey II, LLC | 57647 | Toys R Us- DE, Inc. at Mt. Olive, NJ | NJ | Flanders | PV1 | . | . | . | . | Mt. Olive | NJ | 12.47 | JCP&L | 741 | N | Y | Y | Y | N | 0 | N | N
56976 | Constellation Solar New Jersey II, LLC | 57723 | Johnson Matthey, Inc. Solar | NJ | Gloucester | PV1 | 3 | 2011 | 1 | 2011 | Paulsboro | NJ | 13.2 | JCP&L | 283 | N | Y | Y | N | N | 0 | N | N
56984 | Temescal Canyon RV, LLC | 57656 | Temescal Canyon RV, LLC | CA | Riverside | 1 | 5 | 2011 | 3 | 2010 | Corona | CA | 0.48 | SCE | 314 | Y | Y | Y | N | N | 0 | N | N
56989 | SAF Hydroelectric LLC | 57665 | SAF Hydroelectric LLC | MN | Hennepin | 13 | 12 | 2011 | 12 | 2011 | Minneapolis | MN | 13.8 | excel | 8 | Y | N | N | N | N | . |  | N
56989 | SAF Hydroelectric LLC | 57665 | SAF Hydroelectric LLC | MN | Hennepin | 14 | 12 | 2011 | 12 | 2011 | Minneapolis | MN | 13.8 | excel | 8 | Y | N | N | N | N | . |  | N
56989 | SAF Hydroelectric LLC | 57665 | SAF Hydroelectric LLC | MN | Hennepin | 15 | 12 | 2011 | 12 | 2011 | Minneapolis | MN | 13.8 | excel | 8 | Y | N | N | N | N | . |  | N
56989 | SAF Hydroelectric LLC | 57665 | SAF Hydroelectric LLC | MN | Hennepin | 16 | 12 | 2011 | 12 | 2011 | Minneapolis | MN | 13.8 | excel | 8 | Y | N | N | N | N | . |  | N
56989 | SAF Hydroelectric LLC | 57665 | SAF Hydroelectric LLC | MN | Hennepin | 2 | 12 | 2011 | 12 | 2011 | Minneapolis | MN | 13.8 | excel | 8 | Y | N | N | N | N | . |  | N
56989 | SAF Hydroelectric LLC | 57665 | SAF Hydroelectric LLC | MN | Hennepin | 3 | 12 | 2011 | 12 | 2011 | Minneapolis | MN | 13.8 | excel | 8 | Y | N | N | N | N | . |  | N
56989 | SAF Hydroelectric LLC | 57665 | SAF Hydroelectric LLC | MN | Hennepin | 4 | 12 | 2011 | . | . | Minneapolis | MN | 13.8 | excel | 8 | Y | N | N | N | N | . |  | N
56989 | SAF Hydroelectric LLC | 57665 | SAF Hydroelectric LLC | MN | Hennepin | 5 | 12 | 2011 | . | . | Minneapolis | MN | 13.8 | excel | 8 | Y | N | N | N | N | . |  | N
56989 | SAF Hydroelectric LLC | 57665 | SAF Hydroelectric LLC | MN | Hennepin | 6 | 12 | 2011 | . | . | Minneapolis | MN | 13.8 | excel | 8 | Y | N | N | N | N | . |  | N
56989 | SAF Hydroelectric LLC | 57665 | SAF Hydroelectric LLC | MN | Hennepin | 7 | 12 | 2011 | . | . | Minneapolis | MN | 13.8 | excel | 8 | Y | N | N | N | N | . |  | N
56989 | SAF Hydroelectric LLC | 57665 | SAF Hydroelectric LLC | MN | Hennepin | 8 | 12 | 2011 | . | . | Minneapolis | MN | 13.8 | excel | 8 | Y | N | N | N | N | . |  | N
56989 | SAF Hydroelectric LLC | 57665 | SAF Hydroelectric LLC | MN | Hennepin | 9 | 12 | 2011 | . | . | Minneapolis | MN | 13.8 | excel | 8 | Y | N | N | N | N | . |  | N
56989 | SAF Hydroelectric LLC | 57665 | SAF Hydroelectric LLC | MN | Hennepin | 1 | 12 | 2011 | 12 | 2011 | Minneapolis | MN | 13.8 | excel | 8 | Y | N | N | N | N | 0 |  | N
56989 | SAF Hydroelectric LLC | 57665 | SAF Hydroelectric LLC | MN | Hennepin | 10 | 12 | 2011 | 12 | 2011 | Minneapolis | MN | 13.8 | excel | 8 | Y | N | N | N | N | . |  | N
56989 | SAF Hydroelectric LLC | 57665 | SAF Hydroelectric LLC | MN | Hennepin | 11 | 12 | 2011 | 12 | 2011 | Minneapolis | MN | 13.8 | excel | 8 | Y | N | N | N | N | . |  | N
56989 | SAF Hydroelectric LLC | 57665 | SAF Hydroelectric LLC | MN | Hennepin | 12 | 12 | 2011 | 12 | 2011 | Minneapolis | MN | 13.8 | excel | 8 | Y | N | N | N | N | . |  | N
56990 | NJR Clean Energy Ventures Corporation | 57660 | Vineland Mays Landing Soalr | NJ | Cumberland | VNLND | 10 | 2011 | 7 | 2009 | Vineland | NJ | 12.47 | VMEU | 170 | Y | Y | Y | N | N | . |  | N
56990 | NJR Clean Energy Ventures Corporation | 57661 | Manalapan Village Solar | NJ | Monmouth | MANVL | 12 | 2011 | 2 | 2011 | Manalapan | NJ | 12.47 | JCP&L | 284 | Y | Y | Y | N | N | . |  | N
56990 | NJR Clean Energy Ventures Corporation | 57662 | McGraw Hill Solar | NJ | Mercer | MCGRH | 12 | 2011 | 11 | 2010 | East Windsor Township | NJ | 34.5 | JCP&L | 0 | N | N | N | N | N | 0 |  | N
56991 | Astoria Energy II LLC | 57664 | Astoria Energy II | NY | Queens | CT3 | . | . | . | . | Astoria | NY | 345 | Consolidated Edison Co NY | 6349 | Y | Y | Y | Y | N | 21666 | N | N
56991 | Astoria Energy II LLC | 57664 | Astoria Energy II | NY | Queens | CT4 | . | . | . | . | Astoria | NY | 345 | Consolidated Edison Co NY | 6349 | Y | Y | Y | Y | N | 21666 | N | N
56991 | Astoria Energy II LLC | 57664 | Astoria Energy II | NY | Queens | ST2 | . | . | . | . | Astoria | NY | 345 | Consolidated Edison Co NY | 6349 | Y | Y | Y | Y | N | 21666 | N | N
56993 | SBS Energy Partners LLC | 57667 | Seabrook Solar Plant | NJ | Cumberland | SBS1 | 3 | 2011 | 6 | 2010 | Seabrook | NJ | 12.47 | Atlantic City Electric | 75 | Y | Y | Y | N | N | . |  | Y
56995 | Sacramento PV Energy, LLC | 57669 | SMUD at Grundman | CA | Sacramento | PV1 | 7 | 2011 | 6 | 2011 | Elk Grove | CA | 12.47 | Sacramento Municipal Utility Distric | 350 | N | Y | Y | Y | N | 0 | N | N
56995 | Sacramento PV Energy, LLC | 57670 | SMUD at Van Conett | CA | Sacramento | PV1 | 5 | 2011 | 4 | 2011 | GALT | CA | 12.47 | SACRAMENTO MUNICIPAL UTILITY | 130 | N | Y | Y | Y | N | 0 | N | N
56995 | Sacramento PV Energy, LLC | 57671 | SMUD at Fleshman | CA | Sacramento | PV1 | 5 | 2011 | 4 | 2011 | GALT | CA | 12.47 | SACRAMENTO MUNICIPAL UTILITY DISTRICT | 130 | N | Y | Y | Y | N | 0 | N | N
56995 | Sacramento PV Energy, LLC | 57753 | SMUD at Lawrence | CA | Sacramento | PV1 | 12 | 2011 | 11 | 2011 | Elk Grove | CA | 12.47 | Sacramento Municipal Utility District | 30 | N | Y | Y | N | N | 0 | N | N
56999 | Western Massachusetts Electric Company | 57674 | Indian Orchard PV Facility | MA | Hampden | 1 | 12 | 2011 | 12 | 2011 | Springfield | MA | 13.8 | Western Massachusetts Electric Company | 11400 | Y | Y | Y | N | N | 0 | N | N
57001 | Murphy Farm Power, LLC | 57677 | Murphy Farm Power, LLC | NC | Cherokee | 1 | 5 | 2011 | 5 | 2011 | Murphy | NC | 14.4 | Blue Ridge Elec Member Corp | 0 | N | Y | N | N | N | . |  | N
57009 | Blue Chip Energy LLC | 57685 | Rinehart | FL | Seminole | 1 | . | . | . | . | Lake Mary | FL | 12.4 | 6455 | 124 | N | N | Y | N | N | 0 | N | N
57011 | CS Murphy Point, LLC | 57687 | CS Murphy Point, LLC | NC | Cherokee | 1 | 8 | 2011 | 8 | 2011 | Murphy | NC | 14.4 | Blue Ridge Mountain EMC | 0 | N | Y | N | N | N | . |  | N
57017 | DOE National Renewable Energy Laboratory | 57693 | DOE Golden NWTC Turbine Side | CO | Jefferson | ALSTO | 9 | 2011 | . | . | Golden | CO | 13.2 | Xcel Energy | 0 | N | N | N | N | N | . | N | N
57017 | DOE National Renewable Energy Laboratory | 57693 | DOE Golden NWTC Turbine Side | CO | Jefferson | GAMES | 10 | 2011 | . | . | Golden | CO | 13.2 | Xcel Enrgy | 0 | N | N | N | N | N | . | N | N
57017 | DOE National Renewable Energy Laboratory | 57694 | DOE Golden NREL Main Campus | CO | Jefferson | PARKL | 9 | 2011 | . | . | Golden | CO | . |  | . | N | N | N | N | N | . | N | N
57018 | Turnbull Hydro LLC | 57690 | Turnbull Hydro | MT | Teton | 1 | 7 | 2011 | . | . | Fairfield | MT | 69 | North Western | 680 | N | N | Y | Y | Y | . | Y | N
57018 | Turnbull Hydro LLC | 57690 | Turnbull Hydro | MT | Teton | 2 | 6 | 2011 | . | . | Fairfield | MT | 69 | North Western | 680 | N | N | Y | Y | Y | . | Y | N
57021 | FRV AE Solar LLC | 57699 | Webberville Solar Project | TX | Travis | AES1 | . | . | . | . |  |  | . |  | . | [5 empty] | .
57024 | Vasco Winds, LLC | 57700 | Vasco Winds | CA | Contra Costa | 1 | 11 | 2011 | 1 | 2010 | Livemore | CA | 230 | Pacific gas & Electric | 5142 | N | Y | Y | Y | N | 1 | N | N
57029 | Blue Water Renewables Inc | 57706 | St Clair | MI | Saint Clair | 2 | 11 | 2011 | 9 | 2010 | Kimball Township | MI | 41.56 | The Detroit Edison Company | 172 | Y | N | Y | N | N | 0 | N | N
57029 | Blue Water Renewables Inc | 57706 | St Clair | MI | Saint Clair | 1 | 11 | 2011 | 9 | 2010 | Kimball Township | MI | 41.56 | The Detroit Edison Company | 172 | Y | N | Y | N | N | 0 | N | N
57030 | Mesquite Solar 1, LLC | 57707 | Mesquite Solar 1 | AZ | Maricopa | 1 | 11 | 2011 | 5 | 2007 | Arlington | AZ | 500 | ANPP | 1698 | Y | Y | Y | Y | N | 5248 | N | Y
57031 | Beacon Power LLC | 57710 | Stephentown Spindle LLC | NY | Rensselaer | SRS1 | 1 | 2011 | 9 | 2007 | Stephentown | NY | 115 | NYSEG | 2744 | Y | N | Y | Y | N | 152 | N | N
57041 | Idaho Winds LLC | 57749 | Sawtooth Wind Project | ID | Elmore | ST | 10 | 2011 | 9 | 2011 | Glenns Ferry | ID | 138 | Idaho Power Company | 2649 | N | Y | Y | Y | N | 2176 | Y | Y
57044 | Constellation Solar New Jersey, LLC | 57745 | The City of Vineland at West Vineland | NJ | Cumberland | PV1 | 10 | 2011 | 9 | 2011 | Vineland | NJ | 12.47 | VMEU | 220 | Y | Y | N | Y | N | 0 | N | N
57044 | Constellation Solar New Jersey, LLC | 57746 | The City of Vineland at North Vineland | NJ | Cumberland | PV1 | 10 | 2011 | 9 | 2011 | Vineland | NJ | 12.47 | VMEU | 200 | Y | Y | Y | Y | N | 0 | N | N
57046 | University of Minnestoa Morris Campus | 57732 | UMM Wind Turbine | MN | Stevens | UMM1 | . | . | . | . | Morris | MN | 12.5 | University of Minnesota Morris Campus | 294 | Y | Y | Y | N | N | . |  | N
57047 | BioFuels Point Loma LLC | 57735 | UCSD Fuel Cell Plant | CA | San Diego | UCSD | . | . | . | . |  |  | . |  | . | [5 empty] | .
57049 | NFI Solar LLC | 57742 | Vineland Headquarters | NJ | Cumberland | VHQ | 6 | 2011 | 8 | 2010 | Vineland | NJ | 13.2 | VMEU | 6 | Y | N | N | N | N | 0 |  | N
57049 | NFI Solar LLC | 57750 | Maple Solar | NJ | Cumberland | P1 | 5 | 2011 | 10 | 2010 | Vineland | NJ | 13.2 | VMEU | 30 | Y | N | N | N | N | 0 |  | N
57049 | NFI Solar LLC | 57750 | Maple Solar | NJ | Cumberland | P2 | 9 | 2011 | 10 | 2010 | Vineland | NJ | 13.2 | VMEU | 30 | Y | N | N | N | N | 0 |  | N
57050 | TPW Petersburg LLC | 57755 | TPW Petersburg | NE | Boone | PETE | 10 | 2011 | 10 | 2011 | Petersburg | NE | 115 | NPPD | 1000 | N | Y | Y | Y | Y | 1250 | Y | Y
57052 | NRG Solar Arrowhead LLC | 57747 | FedEx Field Solar Facility | MD | Prince George's | 1 | 9 | 2011 | . | . | Landover | MD | 480 | PEPCO | 2 | N | N | N | N | N | . |  | N
57054 | Suzlon Project VIII LLC | 57741 | Suzlon Project VIII LLC | TX | Hartley | SP95 | 11 | 2011 | 2 | 2011 | Channing | TX | 34.5 | Xcel Energy - Southwest Public Service | 175 | Y | Y | Y | N | N | 0 | N | Y
57054 | Suzlon Project VIII LLC | 57741 | Suzlon Project VIII LLC | TX | Hartley | SP97 | 11 | 2011 | 2 | 2011 | Channing | TX | 34.5 | Xcel Energy - Southwest Public Service | 175 | Y | Y | Y | N | N | 0 | N | Y
57055 | SunE SPS1, LLC | 57736 | SPS1 Dollarhide | NM | Lea | 1 | 8 | 2011 | 7 | 2011 | Jal | NM | 12.5 | SPS/Xcel | 303 | Y | N | N | N | N | 0 | N | N
57056 | SunE SPS2, LLC | 57737 | SPS2 Jal | NM | Lea | 1 | 9 | 2011 | 8 | 2011 | Jal | NM | 12.5 | SPS/Xcel | 443 | Y | N | N | N | N | 0 | N | N
57057 | SunE SPS3, LLC | 57738 | SPS3 Lea | NM | Lea | 1 | 11 | 2011 | 5 | 2011 | Oil Center | NM | 12.5 | SPS/Xcel | 503 | Y | N | N | N | N | 0 | N | N
57058 | SunE SPS5, LLC | 57740 | SPS5 Hopi | NM | Eddy | 1 | 9 | 2011 | 8 | 2011 | Carlsbad | NM | 12.4 | SPS/Xcel | 223 | Y | N | N | N | N | 0 | N | N
57059 | SunE SPS4, LLC | 57739 | SPS4 Monument | NM | Lea | 1 | 11 | 2011 | 5 | 2011 | Monument | NM | 12.4 | SPS/Xcel | 352 | Y | N | N | N | N | 0 | N | N
57068 | Power County Wind Park South LLC | 57760 | Power County Wind Park South | ID | Power | PCWPS | . | . | . | . | American Falls | ID | 230 | Pacificorp | 4215 | N | Y | Y | Y | N | . |  | N
57069 | Power County Wind Park North LLC | 57761 | Power County Wind Park North | ID | Power | PCWPN | . | . | . | . |  |  | . |  | . | [5 empty] | .
57072 | MFP CO III, LLC | 57765 | Arizona Western College PV | AZ | Yuma | GV1 | 11 | 2011 | 10 | 2011 | Yuma | AZ | 12 | Arizona Public Service | 25 | N | N | Y | Y | N | . |  | N
57072 | MFP CO III, LLC | 57765 | Arizona Western College PV | AZ | Yuma | GV2 | 11 | 2011 | 10 | 2011 | Yuma | AZ | 12 | Arizona Public Service | 25 | N | N | Y | Y | N | . |  | N
57072 | MFP CO III, LLC | 57765 | Arizona Western College PV | AZ | Yuma | SFC | 11 | 2011 | 10 | 2011 | Yuma | AZ | 12 | Arizona Public Service | 47 | N | N | Y | Y | N | . |  | N
57072 | MFP CO III, LLC | 57765 | Arizona Western College PV | AZ | Yuma | SHP | 11 | 2011 | 10 | 2011 | Yuma | AZ | 12 | Arizona Public Service | 46 | N | N | Y | Y | N | . |  | N
57072 | MFP CO III, LLC | 57765 | Arizona Western College PV | AZ | Yuma | STE | 11 | 2011 | 10 | 2011 | Yuma | AZ | 12 | Arizona Public Service | 46 | N | N | Y | Y | N | . |  | N
57072 | MFP CO III, LLC | 57765 | Arizona Western College PV | AZ | Yuma | SWD | 11 | 2011 | 10 | 2011 | Yuma | AZ | 12 | Arizona Public Service | 46 | N | N | Y | Y | N | . |  | N
57075 | Ridgeline Energy LLC | 57766 | Rockland Wind Farm | ID | Power | RLWF | 11 | 2011 | 12 | 2010 | American Fall | ID | 138 | Idaho Power Com | 750 | Y | Y | Y | Y | N | 0 |  | Y
57077 | Adams Electric Cooperative | 57767 | Brown County Wind Turbine | IL | Brown | 1 | 9 | 2011 | . | . | Mt. Sterling | IL | 12.47 | Adams Electric Co-op | 12 | Y | Y | Y | N | N | 0 | N | N
57081 | Washington Gas Energy Services, Inc. | 57772 | Perdue Bridgeville Photovoltaic | DE | Sussex | BRID | 7 | 2011 | 2 | 2011 | Bridgeville | DE | 12.47 | Delmarva Power | 30 | N | Y | N | N | N | 0 |  | N
57081 | Washington Gas Energy Services, Inc. | 57879 | Perdue Salisbury Photovoltaic | MD | Wicomico | SALI | 9 | 2011 | 3 | 2011 | Salisbury | MD | 25 | Delmarva Power | 0 | N | Y | N | N | N | 0 |  | N
57082 | Windstar Energy LLC | 57774 | Windstar 1 | CA | Kern | WGNS | . | . | . | . |  |  | . |  | . | [5 empty] | .
57083 | Kingman Energy Corp | 57775 | Kingman 1 | AZ | Mohave | WGNS | 9 | 2011 | . | . | Kingman | AZ | 69 | UNS Electric, Inc | 1843 | N | Y | Y | Y | N | 0 | N | N
57083 | Kingman Energy Corp | 57775 | Kingman 1 | AZ | Mohave | PV | 9 | 2011 | . | . | Kingman | AZ | 69 | UNS Electric, Inc | 0 | N | Y | Y | Y | N | 0 | N | N
57097 | Oak Grove Management Co LLC | 6180 | Oak Grove | TX | Robertson | OG2 | 4 | 2011 | . | . | Franklin | TX | 345 | Oncor | 22504 | N | Y | N | Y | N | 0 | N | Y
57107 | RE Bagdad Solar 1 LLC | 57790 | RE Bagdad Solar I LLC | AZ | Yavapai | 1 | . | . | . | . | Bagdad | AZ | 12.47 | Arizona Public Service | 555 | Y | N | Y | N | N | . |  | N
57110 | Foundation AB Owner LLC | 57791 | Foundation AB | CA | Solano | WTG1 | . | . | . | . | Fairfield | CA | 115 | Pacific Gas & Electric Co. | 312 | Y | Y | Y | Y | N | 0 | N | N
57111 | Foundation IE Owner, LLC | 57792 | Foundation IE | CA | San Bernardino | WTG1 | 12 | 2011 | 2 | 2011 | Rancho Cucamonga | CA | 12 | Southern California Edison | 177 | Y | Y | Y | Y | N | 0 | N | N
57112 | RE Ajo 1 LLC | 57795 | RE Ajo 1 LLC | AZ | Pima | 1 | . | . | . | . | Ajo | AZ | 69 | Arizona Public Service | 866 | Y | Y | Y | Y | N | 478 | Y | N
57113 | ISH Solar Central, LLC | 57799 | ISH Solar Central, LLC | NJ | Monmouth | 1 | . | . | . | . | Bayville | NJ | 0.48 | Jersey Central Power and Light | 0 | N | N | N | N | N | . |  | N
57122 | Lime Wind LLC | 57803 | Lime Wind | OR | Baker | T1-6 | . | . | . | . | Huntington | OR | 12.47 | Idaho Power | 540 | Y | Y | Y | Y | Y | . |  | N
57127 | GL Wind LLC | 57813 | GL Wind | MN | Winona | TURB1 | 12 | 2011 | 12 | 2011 | Lewiston | MN | 69 | ITC Midwest LLC | 74 | N | N | N | N | Y | 44 | N | N
57127 | GL Wind LLC | 57813 | GL Wind | MN | Winona | TURB2 | 12 | 2011 | 12 | 2011 | Lewiston | MN | 69 | ITC Midwest LLC | 74 | N | N | N | N | Y | 44 | N | N
57128 | Bloom Energy | 57808 | Lockheed Martin Sunnyvale | CA | Santa Clara | LOK00 | 12 | 2011 | 7 | 2011 | Sunnyvale | CA | 115 | Pacific Gas and Electric | 1500 | N | N | Y | N | Y | 0 | N | N
57128 | Bloom Energy | 57809 | Franklin Templeton San Mateo | CA | San Mateo | FRK00 | 11 | 2011 | 9 | 2011 | San Mateo | CA | 12.47 | Pacific Gas and Electric | 1500 | N | N | Y | N | Y | 0 | N | N
57143 | Mountain View-Los Altos HS District | 57825 | MVHS PV System | CA | Santa Clara | MVHS | 5 | 2011 | 5 | 2011 | Mountain View | CA | 12 | Pacific Gas & Electric Co | 0 | N | N | N | N | N | . |  | N
57143 | Mountain View-Los Altos HS District | 57826 | LAHS PV System | CA | Santa Clara | LAHS | 4 | 2011 | 4 | 2011 | Los Altos | CA | 12 | Pacific Gas & Electric Co | . | N | N | N | N | N | . |  | N
57147 | Tioga Solar Dinuba | 57827 | Dinuba Wastewater Treatment Plant | CA | Tulare | DSPV | 10 | 2011 | 10 | 2011 | Dinuba | CA | 0.48 | Tioga Solar Dinuba LLC | 50 | N | N | Y | N | N | . |  | N
57167 | ISH Solar Hospitals LLC | 57840 | ISH Solar Hospital SDMC | CA | San Diego | 1 | 12 | 2011 | 12 | 2011 | San Diego | CA | 0.48 | San Diego Gas & Electric | 50 | N | N | Y | N | N | . |  | N
57167 | ISH Solar Hospitals LLC | 57841 | ISH Solar Hospital Downey | CA | Los Angeles | 1 | 9 | 2011 | 9 | 2011 | Downey | CA | 0.48 | Southern California Edison | 50 | N | N | Y | N | N | . |  | N
57170 | enXco Asset Holdings, Inc. | 57268 | Chestnut Flats Wind Farm | PA | BLAIR | 1 | 12 | 2011 | 12 | 2011 | Blair County | PA | 115 | Delmarva Power & Light | 80 | Y | Y | Y | Y | Y | 0 | N | Y
57174 | SX Landfill Energy LLC | 57846 | SX Landfill Energy LLC | NJ | Sussex | UNIT1 | 6 | 2011 | 4 | 2011 | Lafayette | NJ | 12.47 | JCP&L | 75 | Y | Y | Y | N | N | . |  | Y
57174 | SX Landfill Energy LLC | 57846 | SX Landfill Energy LLC | NJ | Sussex | UNIT2 | 6 | 2011 | 4 | 2011 | Lafayette | NJ | 12.47 | JCP&L | 75 | Y | Y | Y | N | N | . |  | Y
57191 | Caney River Wind Project | 57858 | Caney River Wind Project | KS | Elk | 1 | 9 | 2011 | 12 | 2009 | Elk County | KS | 345 | Westar Inc. | 6182 | Y | Y | Y | Y | N | 0 | N | Y
57204 | Howard Wind LLC | 57867 | Howard Wind Farm | NY | Steuben | 1 | 12 | 2011 | 3 | 2005 | Hornell | NY | 115 | NYSEG | . | Y | N | Y | Y | N | . |  | Y
57206 | McKee City Solar Phase 2 | 57863 | McKee City Solar Phase 2 | NJ | Atlantic | UNIT1 | . | . | . | . | Egg Harbor Township | NJ | 69 | Atlantic City Electric | 75 | Y | Y | Y | N | N | . |  | Y
57210 | L'Oreal USA Products Inc | 57868 | L'Oreal Piscataway | NJ | Middlesex | UNIT1 | . | . | . | . | Middlesex | NJ | 12.47 | PSE&G | 75 | Y | Y | Y | N | N | . |  | Y
57211 |  | 58092 |  |  |  | 3 | . | . | . | . |  |  | . |  | . | [5 empty] | .
57212 | Heller Industrial Parks | 57869 | Heller Industrial Parks | NJ | Middlesex | UNIT1 | . | . | . | . | Middlesex | NJ | 12.47 | PSE&G | 75 | Y | Y | Y | N | N | . |  | Y
57215 | Regents of the University of Minnesota | 57880 | Eolos Wind Energy Research Field Station | MN | Dakota | 1 | 10 | 2011 | . | . | Rosemount | MN | 34.5 | Xcel Energy Inc. | 292 | Y | Y | Y | Y | N | . |  | N
57226 | MM Taunton Energy LLC | 55093 | MM Taunton Energy | MA | Bristol | UNT3 | 5 | 2011 | . | . | Taunton | MA | 13.8 | TMPL | . | [5 empty] | .
57226 | MM Taunton Energy LLC | 55093 | MM Taunton Energy | MA | Bristol | UNT4 | 5 | 2011 | . | . | Taunton | MA | 13.8 | TMPL | . | [5 empty] | .
57284 | Moorhead Public Service | 57910 | Centennial Generating Station | MN | Clay | 1 | . | . | . | . | Moorhead | MN | 115 | Moorhead Public Service | 33 | Y | N | Y | N | Y | 0 |  | Y
57284 | Moorhead Public Service | 57910 | Centennial Generating Station | MN | Clay | 2 | . | . | . | . | Moorhead | MN | 115 | Moorhead Public Service | 33 | Y | N | Y | N | Y | 0 |  | Y
57284 | Moorhead Public Service | 57910 | Centennial Generating Station | MN | Clay | 4 | . | . | . | . | Moorhead | MN | 115 | Moorhead Public Service | 33 | Y | N | Y | N | Y | 0 |  | Y
57284 | Moorhead Public Service | 57910 | Centennial Generating Station | MN | Clay | 5 | . | . | . | . | Moorhead | MN | 115 | Moorhead Public Service | 33 | Y | N | Y | N | Y | 0 |  | Y
57284 | Moorhead Public Service | 57910 | Centennial Generating Station | MN | Clay | 3 | . | . | . | . | Moorhead | MN | 115 | Moorhead Public Service | 33 | Y | N | Y | N | Y | 0 |  | Y
57285 | Roseburg LFG Energy LLC | 57911 | Roseburg LFG | OR | Douglas | 1 | 12 | 2011 | 12 | 2010 | Roseburg | OR | 20.8 | PacifiCorp | 360 | Y | N | Y | N | N | 0 | N | N
57308 | Amonix UASTP Solar Generation 1 LLC | 57930 | Amonix UASTP Solar Power Station | AZ | Pima | UAST | 3 | 2011 | 6 | 2010 | Tucson | AZ | 13.8 | Tuscon Electric Power | 169 | Y | Y | Y | N | N | 0 | N | Y
57309 | Holyoke Solar LLC | 57931 | Holyoke Solar Cooperative at Mueller | MA | Hampden | PV1 | 12 | 2011 | 11 | 2011 | Holyoke | MA | 13.8 | Holyoke Gas & Electric | 63 | N | Y | Y | Y | N | . | N | N
57313 | SolarCity Corporation | 57939 | Walmart Casa Grande | AZ | Pinal | 1 | 6 | 2011 | 10 | 2010 | Casa Grande | AZ | 480 | Arizona Public Services Co | 0 | N | N | N | N | N | . | N | N
57313 | SolarCity Corporation | 57939 | Walmart Casa Grande | AZ | Pinal | 2 | 6 | 2011 | 10 | 2010 | Casa Grande | AZ | 480 | Arizona Public Services Co | 0 | N | N | N | N | N | . | N | N
57314 | ADA Carbon Solutions LLC | 57938 | ADA Carbon Solutions Red River | LA | Red River | GEN1 | . | . | . | . | Coushatta | LA | 138 | CLECO Power LLC | 2317 | Y | Y | Y | Y | N | . |  | Y
57326 | NJ Oak Solar LLC | 57948 | NJ Oak Solar Plant | NJ | Cumberland | OAK | 12 | 2011 | 12 | 2009 | Bridgeton | NJ | 12.47 | Atlantic City Electric | 2425 | Y | N | Y | N | Y | 0 | N | N
57327 | Element US Power LLC | 57947 | Macho Springs Power I | NM | Luna | GEN | 11 | 2011 | 11 | 2010 | Deming | NM | 345 | El Paso Electric Company | 9982 | N | N | Y | Y | N | 0 | N | Y
57328 | Shore Point Solar LLC | 57951 | Shore Point Solar | NJ | Monmouth | 1 | 9 | 2011 | 12 | 2010 | Freehold | NJ | 7.2 | JCP&L | 4 | N | N | Y | N | N | 0 | N | N
57345 | Butte-Glenn Community College District | 57970 | Butte College Main Campus Solar | CA | Butte | SOL1 | 7 | 2011 | . | . | Oroville | CA | 0.48 | PG&E | 0 | [5 empty] | .
57354 | Gestamp Asetym Solar North America | 58073 |  |  |  | SEPV | . | . | . | . |  |  | . |  | . | [5 empty] | .
57354 | Gestamp Asetym Solar North America | 58074 |  |  |  | SEPV | . | . | . | . |  |  | . |  | . | [5 empty] | .
57403 |  | 58027 |  |  |  | 1 | . | . | . | . |  |  | . |  | . | [5 empty] | .
57419 |  | 58068 |  |  |  | 1 | . | . | . | . |  |  | . |  | . | [5 empty] | .
57421 |  | 58048 |  |  |  | 1 | . | . | . | . |  |  | . |  | . | [5 empty] | .
57434 |  | 58055 |  |  |  | 1 | . | . | . | . |  |  | . |  | . | [5 empty] | .
57434 |  | 58055 |  |  |  | 2 | . | . | . | . |  |  | . |  | . | [5 empty] | .
57436 |  | 58057 |  |  |  | WWTP | . | . | . | . |  |  | . |  | . | [5 empty] | .
57439 |  | 58062 |  |  |  | 1 | . | . | . | . |  |  | . |  | . | [5 empty] | .
57441 |  | 58064 |  |  |  | LBFS | . | . | . | . |  |  | . |  | . | [5 empty] | .
57446 |  | 58070 |  |  |  | 1 | . | . | . | . |  |  | . |  | . | [5 empty] | .
57451 |  | 58078 |  |  |  | GE 1. | . | . | . | . |  |  | . |  | . | [5 empty] | .
57465 |  | 58091 |  |  |  | KSTN | . | . | . | . |  |  | . |  | . | [5 empty] | .
57474 |  | 58095 |  |  |  | TONJ | . | . | . | . |  |  | . |  | . | [5 empty] | .